{"text_format":"1","workbook":"xlsx","n_sheets":7,"sheets":["DADOS","Eventograma_e_Quantitativos","Detalhamento","Cronograma","PLE","Resumo_de_Acompanhamento","CronoPrev"],"not_rendered":{"charts":0,"images":17,"macros":1,"external_links":0,"defined_names":97,"comments":0,"pivot_tables":0},"unopened":[],"bounds":{"document_bytes":16777216,"sheet_cells":100000,"rows_first":2000,"rows_last":500,"rows_between":2000,"halvings":0,"cell_chars":16384,"cell_head_chars":4096},"cells_cut":0,"cells_raw":0,"read":"whole","date_system":"1900"}

{"sheet":"DADOS","index":0,"n_rows":134,"n_cols":10,"rows_kept":134,"cut":false,"hidden":false,"merged":[[0,1,0,2],[22,0,22,1],[19,0,19,1],[12,1,12,2],[34,1,34,2],[1,1,2,6],[5,5,5,6],[6,5,6,6],[11,4,11,6],[29,0,29,1],[33,1,33,2],[25,0,25,1],[32,1,32,2],[9,5,9,7],[12,4,12,6],[57,0,57,8],[8,0,8,2],[9,0,9,2],[8,5,8,7],[11,1,11,2],[48,0,48,16383],[35,1,35,2],[45,1,45,2],[36,1,36,2],[37,1,37,2],[43,1,43,2],[44,1,44,2]]}
[{"$f":"OFFSET(A1,-1,0)+1","v":{"$error":"#REF!"}},null,null,null,null,null,null,null,null,{"$f":"CONCATENATE(A1,\"-\",B1)","v":{"$error":"#REF!"}}]
[27477,"PLE - Planilha de Levantamento de Eventos"]
["v005"]
[]
[]
["Nº OPERAÇÃO","Nº SICONV","GIGOV","GESTOR","PROGRAMA","AÇÃO / MODALIDADE",null,"DATA ASSINATURA"]
["862911/2017","862911","2293/2018","ME","MINISTÉRIO DO ESPORTE","INPLANTAÇÃO E MODERNIZAÇÃO DE INFRAESTRUTURA"]
[]
["PROPONENTE / TOMADOR",null,null,"MUNICÍPIO / UF","LOCALIDADE / ENDEREÇO","OBJETO"]
["PREFEITURA MUNICIPAL DE CATANDUVAS/SC",null,null,"CATANDUVAS/SC","RUA DA PAZ - ESQ. C/ RUA ANGELO GUERRA","REFORMA E/OU MODERNIZAÇÃO DE QUADRA ESPORTIVA DO MUNICÍPIO DE CATANDUVAS/SC"]
[]
["Nº CTEF","EMPRESA EXECUTORA",null,"CNPJ","OBJETO DO CTEF",null,null,"INÍCIO DA OBRA"]
[null,null,null,"6753967-4",null,null,null,"2019-02-01"]
[]
[]
[]
[]
["RESPONSÁVEIS TÉCNICOS:"]
["Elaboração do documento",null,"CREA/CAU"]
["MAX MOOSHAMMER",null,"139.164-0"]
[]
["Fiscalização",null,"CREA/CAU","ART/RRT"]
[]
[]
["Execução",null,"CREA/CAU","ART/RRT"]
[]
[]
["REPRESENTANTE TOMADOR / AG. PROMOTOR / TOMADOR"]
["Nome",null,"Cargo"]
[]
[]
["EVENTOS"]
["Núm do Evento","Título do Evento"]
[1,"SERVIÇOS INICIAIS",null,null,null,null,null,null,null,{"$f":"CONCATENATE(A34,\"-\",B34)","v":"1-SERVIÇOS INICIAIS"}]
[{"$f":"OFFSET(A35,-1,0)+1","v":2},"SAPATAS E CALICES",null,null,null,null,null,null,null,{"$f":"CONCATENATE(A35,\"-\",B35)","v":"2-SAPATAS E CALICES"}]
[{"$f":"OFFSET(A36,-1,0)+1","v":3},"PILARES",null,null,null,null,null,null,null,{"$f":"CONCATENATE(A36,\"-\",B36)","v":"3-PILARES"}]
[{"$f":"OFFSET(A37,-1,0)+1","v":4},"VIGAS ",null,null,null,null,null,null,null,{"$f":"CONCATENATE(A37,\"-\",B37)","v":"4-VIGAS "}]
[5,"TESOURAS METÁLICAS",null,null,null,null,null,null,null,"5-TESOURAS METÁLICAS"]
[6,"TERÇAS METÁLICAS",null,null,null,null,null,null,null,"6-TERÇAS METÁLICAS"]
[7,"CALHAS",null,null,null,null,null,null,null,"7-CALHAS"]
[8,"COBERTURA",null,null,null,null,null,null,null,"8-COBERTURA"]
[9,"PISO DE CONCRETO",null,null,null,null,null,null,null,"9-PISO DE CONCRETO"]
[10,"PINTURAS",null,null,null,null,null,null,null,"10-PINTURAS"]
[11,"TUBOS",null,null,null,null,null,null,null,"11-TUBOS"]
[12,"CALÇADAS",null,null,null,null,null,null,null,"12-CALÇADAS"]
[{"$f":"OFFSET(A46,-1,0)+1","v":13},"SERVIÇOS FINAIS",null,null,null,null,null,null,null,{"$f":"CONCATENATE(A46,\"-\",B46)","v":"13-SERVIÇOS FINAIS"}]
[]
[]
["INSTRUÇÕES DE USO E PREENCHIMENTO"]
[]
["Informações gerais:"]
[]
["1.   Este documento somente pode ser utilizado nas versões do Excel 2003 ou superior. Não devem ser utilizadas versões do BROffice."]
[]
["2.   Para funcionamento pleno desse arquivo, a Segurança de Macros do Excel deve ser habilitada."]
[]
["a.      Na Versão Excel 2003, selecione na Faixa de Opções: Ferramentas --> Macro --> Segurança --> Na aba Nível de Segurança selecione a Opção \"Baixo\" --> Clique em OK --> Feche e abra o Excel novamente para utilizar a Planilha."]
["                   b.      Na Versão Excel 2007 ou superior, selecione na Faixa de Opções: Arquivo --> Opções --> Central de Confiabilidade --> Configurações da Central de Confiabilidade --> Configurações de Macro --> Habilitar todas as Macros --> Clique em OK --> Feche e abra o excel novamente para utilizar a Planilha."]
[]
["3.   O Preenchimento deve ser feito somente nas células em amarelo. As demais células são de preenchimento Automático e estão bloqueadas para edição."]
[]
["Instruções de preenchimento:"]
[]
["Aba DADOS"]
[]
["1º passo: Na aba Dados, preencher os dados do contrato e identificação dos responsáveis;"]
[]
["2º passo: Incluir e nomear os eventos (pode ser alterado posteriormente também);"]
[]
["Aba EVENTOGRAMA E QUANTITATIVOS"]
[]
["3º passo: Na aba Eventograma e Quantitativos, preencher os campos item, descrição e unidade a partir da planilha orçamentária da empresa vencedora da licitação;"]
[]
["4º passo: Em seguida, preencher as células da coluna Preço Total habilitadas na cor amarela somente para os itens de serviço;"]
[]
["                    Obs.1: A planilha considera como itens de serviço aqueles que possuem os campos unidade e preço total preenchidos. Caso esses campos não sejam preenchidos, a planilha considera o item como um totalizador, preenchendo-o de cinza."]
[]
["5º passo: Preencher as frentes de obra;"]
[]
["6º passo: Agrupar os eventos a partir do preenchimento de números inteiros sequenciais para cada serviço na coluna Núm. Evento;"]
[]
["                    Obs.1: Serviços com mesmo número pertencerão ao mesmo agrupador de eventos."]
["Obs.2: Deve ser atribuído um número de evento para todos os serviços da planilha orçamentária."]
["Obs.3: Não deve ser preenchido número de evento para metas e níveis."]
["Obs.4: Todos os serviços do orçamento precisam estar com Evento definido para acessar as abas Detalhamento, Cronograma, PLE e Resumo de Acompanhamento."]
[]
["7º passo: Informar as quantidades de cada serviço por frente de obra;"]
[]
["8º passo: Verificar se os preços totais dos serviços e o valor total do orçamento estão iguais aos da planilha orçamentária proposta pela empresa vencedora da licitação."]
[]
["Aba DETALHAMENTO DE EVENTOS"]
[]
["Planilha gerada de forma automática a partir dos dados informados na aba Eventograma e Quantitativos e tem por objetivo discriminar:"]
["·         os serviços que compõem cada evento;"]
["·         os quantitativos de cada serviço por frente de obra e por evento;"]
["·         o valor total de cada evento;"]
["·         o valor total de cada agrupador;"]
["·         o valor total de cada frente de obra."]
[]
["É possível visualizar os valores/quantidades no modo Eventos ou modo Orçamento, e visualizar os valores/quantidades em sua Totalidade, ou somente os Executados, ou somente os A Executar."]
[]
["Aba CRONOGRAMA"]
[]
["9º passo: Informar nos campos em amarelo o número do período em que o evento será concluído. Se necessário, poderão ser usados os botões \"Adicionar Ano\" e \"Excluir Ano\" pra compatibilizar o cronograma mostrado abaixo com a necessidade do empreendimento."]
[]
["Aba PLE"]
[]
["10º passo: Selecionar o número da medição a ser feita."]
[]
["11º passo: Digitar a data da medição no quadro abaixo."]
[]
["12º passo: Preencher os campos em amarelo com o um número inteiro referente à medição em questão (período em que os eventos foram executados)."]
[]
["Obs.1: Apenas preencher os eventos concluídos em sua totalidade. Não são considerados para fins de desembolso eventos parcialmente concluídos."]
["Obs.2: Não devem ser alterados os eventos já preenchidos em medições anteriores."]
[]
["Aba RESUMO DE ACOMPANHAMENTO"]
[]
["Planilha gerada automaticamente com o resumo do acompanhamento, inclusive o total por meta (para preenchimento do RRE) e comparação do cronograma previsto com o cronograma realizado."]
[]
[]
[]
[]
["Orientações ao Tomador/Construtora:"]
[]
[]
["1.   Os formulários Eventograma e Quantitativos, Detalhamento de Eventos e Cronograma devem ser encaminhados para verificação e aceite pela CAIXA, preferencialmente, na fase de análise de engenharia, sendo admitida a sua apresentação para a "]
["verificação do processo licitatório ou reunião de partida de obra e, obrigatoriamente, exigida até a primeira solicitação de desbloqueio de recursos."]
[]
["2.   Os dados preenchidos na aba Eventograma e Quantitativos não devem ser alterados ao longo do acompanhamento da obra, apenas no caso de reprogramação, quando deverá ser submetido a reanálise e aceite pela CAIXA."]
[]
["3.   A cada solicitação de recursos, a Planilha de Levantamento de Eventos (PLE) deverá ser preenchida pelo Tomador e encaminhada à CAIXA em conjunto com a planilha Resumo de Acompanhamento."]
["VR - VOLTA REDONDA"]
["VT - VITORIA"]

{"sheet":"Eventograma_e_Quantitativos","index":1,"n_rows":73,"n_cols":166,"rows_kept":73,"cut":false,"hidden":false,"merged":[[71,45,71,48],[71,15,71,18],[71,57,71,60],[72,57,72,60],[72,39,72,42],[72,45,72,48],[72,51,72,54],[71,51,71,54],[72,15,72,18],[71,21,71,24],[3,59,3,60],[3,17,3,18],[3,23,3,24],[3,29,3,30],[3,35,3,36],[3,47,3,48],[3,53,3,54],[3,4,3,11],[3,41,3,42],[71,39,71,42],[72,21,72,24],[72,27,72,30],[72,33,72,36],[71,27,71,30],[71,33,71,36],[70,2,70,4],[71,2,71,4]]}
[null,{"$f":"ROW(Nível)-ROW(LIorçamento)+1","v":-16},{"$f":"IF(D1=\"\",\"\",IF(ISNUMBER(VALUE(D1)),\"Meta\",IF(AND(F1<>\"\",I1<>\"\"),\"Serviço\",\"Nível\")))","v":""},null,null,null,{"$f":"IF(Nível=\"Serviço\",SUMIF($N$15:$BK$15,\"<>\"&\"\",N1:BK1),\"\")","v":""},{"$f":"IF(AND(ISNUMBER(G1),G1<>0),I1/G1,IF(G1=0,0,\"\"))","v":""},null,null,{"$f":"IF(L1=\"\",\"\",VALUE(LEFT(L1,(FIND(\"-\",L1,1))-1)))","v":""},null,null,null,null,null,null,null,null,null,null,null,null,null,null,null,null,null,null,null,null,null,null,null,null,null,null,null,null,null,null,null,null,null,null,null,null,null,null,null,null,null,null,null,null,null,null,null,null,null,null,null,null,null,{"$f":"IF(N$15=\"\",0,IF(ISNUMBER(PreçoUnit),PreçoUnit*INDEX(Import.PLQ,$B1,BM$16),0))","v":0},0,0,0,0,0,0,0,0,0,0,0,0,0,0,0,0,0,0,0,0,0,0,0,0,0,0,0,0,0,0,0,{"$f":"IF(AT$15=\"\",0,IF(ISNUMBER(PreçoUnit),PreçoUnit*INDEX(Import.PLQ,$B1,CS$16),0))","v":0},0,0,0,0,0,0,0,0,0,0,0,0,0,0,0,0,0,{"$f":"IF(D1=\"\",0,IF(ISNUMBER(VALUE(D1)),VALUE(D1),LEFT(D1,FIND(\".\",D1)-1)))","v":0},{"$f":"SUM(DM1:FJ1)","v":0},{"$f":"IF(ISNUMBER(INDEX(Import.PLE,$K1,DM$16)),IF(INDEX(Import.PLE,$K1,DM$16)<=mediçao,BM1,0),0)","v":0},0,0,0,0,0,0,0,0,0,0,0,0,0,0,0,0,0,0,0,0,0,0,0,0,0,0,0,0,0,0,0,{"$f":"IF(ISNUMBER(INDEX(Import.PLE,$K1,ES$16)),IF(INDEX(Import.PLE,$K1,ES$16)<=mediçao,CS1,0),0)","v":0},0,0,0,0,0,0,0,0,0,0,0,0,0,0,0,0,0]
[]
[null,{"$f":"ROW(Nível)-ROW(LIorçamento)+1","v":-14},"Evento","Evento",{"$f":"INDEX(Eventos,K3,2)","v":{"$error":"#VALUE!"}},"R$",{"$f":"IF(Nível=\"Serviço\",SUMIF($N$15:$BK$15,\"<>\"&\"\",N3:BK3),\"\")","v":""},{"$f":"IF(AND(ISNUMBER(G3),G3<>0),I3/G3,IF(G3=0,0,\"\"))","v":""},{"$f":"SUM(N3:BK3)","v":0},null,{"$f":"INDEX(Eventos,ROW(Nível)-ROW(LForçamento),1)","v":{"$error":"#VALUE!"}},{"$f":"IF(AND(NumEvento<>\"\",Nível=\"Serviço\"),INDEX(Eventos,NumEvento,2),\"\")","v":{"$error":"#VALUE!"}},null,{"$f":"IF(N$15=\"\",0,SUMIF(Import.numEventos,$K3,OFFSET(PreçoServiçoPorFrente,0,N$16-1,,1)))","v":0},0,0,0,0,0,0,0,0,0,0,0,0,0,0,0,0,0,0,0,0,0,0,0,0,0,0,0,0,0,0,0,0,0,0,0,0,0,0,0,0,0,0,0,0,0,0,0,0,0]
[null,null,null,null,"                          PLE - Planilha de Levantamento de Eventos\n                          Eventograma e Quantitativos",null,null,null,null,null,null,null,null,null,null,null,null,"Grau de Sigilo\n#PUBLICO",null,null,null,null,null,"Grau de Sigilo\n#PUBLICO",null,null,null,null,null,"Grau de Sigilo\n#PUBLICO",null,null,null,null,null,"Grau de Sigilo\n#PUBLICO",null,null,null,null,null,"Grau de Sigilo\n#PUBLICO",null,null,null,null,null,"Grau de Sigilo\n#PUBLICO",null,null,null,null,null,"Grau de Sigilo\n#PUBLICO",null,null,null,null,null,"Grau de Sigilo\n#PUBLICO"]
[]
[]
[]
[]
[]
[]
[]
[]
[]
[null,null,null,null,null,null,null,null,null,null,null,null,null,null,null,null,null,null,null,null,null,null,null,null,null,null,null,null,null,null,null,null,null,null,null,null,null,null,null,null,null,null,null,null,null,null,null,null,null,null,null,null,null,null,null,null,null,null,null,null,null,null,null,null,"Preço do Serviço por frente",null,null,null,null,null,null,null,null,null,null,null,null,null,null,null,null,null,null,null,null,null,null,null,null,null,null,null,null,null,null,null,null,null,null,null,null,null,null,null,null,null,null,null,null,null,null,null,null,null,null,null,"Preço dos Serviços executados"]
[null,null,{"$f":"\"Valor Total do Orçamento: R$ \"&TEXT(SUMIF(C18:C69,\"Serviço\",I18:I69),\"#.#0,00\")","v":"Valor Total do Orçamento: R$ 483.284,68"},null,null,null,null,null,null,null,null,"Frentes de Obra:",null,"ESTRUTURA TÉRREA","ESTRUTURA SUPERIOR","COBERTURA","QUADRA"]
[null,{"$f":"COUNTA(OFFSET(Eventograma_e_Quantitativos!$K$17,1,0):OFFSET(Eventograma_e_Quantitativos!$K$57,-1,0))-COUNTBLANK(OFFSET(Eventograma_e_Quantitativos!$L$17,1,0):OFFSET(Eventograma_e_Quantitativos!$L$57,-1,0))<COUNTIF(OFFSET(Eventograma_e_Quantitativos!$C$17,1,0):OFFSET(Eventograma_e_Quantitativos!$C$57,-1,0),\"Serviço\")","v":false},"Nível","Item","Descrição","Unid.","Qtde.","Preço Unit. (R$)","Preço Total (R$)",null,"Núm. Evento","Título dos Eventos",null,1,2,3,4,5,6,7,8,9,10,11,12,13,14,15,16,17,18,19,20,21,22,23,24,25,26,27,28,29,30,31,32,33,34,35,36,37,38,39,40,41,42,43,44,45,46,47,48,49,50,null,1,2,3,4,5,6,7,8,9,10,11,12,13,14,15,16,17,18,19,20,21,22,23,24,25,26,27,28,29,30,31,32,33,34,35,36,37,38,39,40,41,42,43,44,45,46,47,48,49,50,"meta",null,1,2,3,4,5,6,7,8,9,10,11,12,13,14,15,16,17,18,19,20,21,22,23,24,25,26,27,28,29,30,31,32,33,34,35,36,37,38,39,40,41,42,43,44,45,46,47,48,49,50]
[]
[null,{"$f":"ROW(Nível)-ROW(LIorçamento)+1","v":1},{"$f":"IF(D18=\"\",\"\",IF(ISNUMBER(VALUE(D18)),\"Meta\",IF(AND(F18<>\"\",I18<>\"\"),\"Serviço\",\"Nível\")))","v":"Nível"},"1.","COBERTURA E REVITALIZAÇÃO QUADRA BAIRRO REGINA","",{"$f":"IF(Nível=\"Serviço\",SUMIF($N$15:$BK$15,\"<>\"&\"\",N18:BK18),\"\")","v":""},{"$f":"IF(AND(ISNUMBER(G18),G18<>0),I18/G18,IF(G18=0,0,\"\"))","v":""},483284.68,null,{"$f":"IF(L18=\"\",\"\",VALUE(LEFT(L18,(FIND(\"-\",L18,1))-1)))","v":""},null,null,0,null,null,null,null,null,null,null,null,null,null,null,null,null,null,null,null,null,null,null,null,null,null,null,null,null,null,null,null,null,null,null,null,null,null,null,null,null,null,null,null,null,null,null,null,null,null,null,null,null,null,{"$f":"IF(N$15=\"\",0,IF(ISNUMBER(PreçoUnit),PreçoUnit*INDEX(Import.PLQ,$B18,BM$16),0))","v":0},{"$f":"IF(O$15=\"\",0,IF(ISNUMBER(PreçoUnit),PreçoUnit*INDEX(Import.PLQ,$B18,BN$16),0))","v":0},{"$f":"IF(P$15=\"\",0,IF(ISNUMBER(PreçoUnit),PreçoUnit*INDEX(Import.PLQ,$B18,BO$16),0))","v":0},{"$f":"IF(Q$15=\"\",0,IF(ISNUMBER(PreçoUnit),PreçoUnit*INDEX(Import.PLQ,$B18,BP$16),0))","v":0},{"$f":"IF(R$15=\"\",0,IF(ISNUMBER(PreçoUnit),PreçoUnit*INDEX(Import.PLQ,$B18,BQ$16),0))","v":0},{"$f":"IF(S$15=\"\",0,IF(ISNUMBER(PreçoUnit),PreçoUnit*INDEX(Import.PLQ,$B18,BR$16),0))","v":0},{"$f":"IF(T$15=\"\",0,IF(ISNUMBER(PreçoUnit),PreçoUnit*INDEX(Import.PLQ,$B18,BS$16),0))","v":0},{"$f":"IF(U$15=\"\",0,IF(ISNUMBER(PreçoUnit),PreçoUnit*INDEX(Import.PLQ,$B18,BT$16),0))","v":0},{"$f":"IF(V$15=\"\",0,IF(ISNUMBER(PreçoUnit),PreçoUnit*INDEX(Import.PLQ,$B18,BU$16),0))","v":0},{"$f":"IF(W$15=\"\",0,IF(ISNUMBER(PreçoUnit),PreçoUnit*INDEX(Import.PLQ,$B18,BV$16),0))","v":0},{"$f":"IF(X$15=\"\",0,IF(ISNUMBER(PreçoUnit),PreçoUnit*INDEX(Import.PLQ,$B18,BW$16),0))","v":0},{"$f":"IF(Y$15=\"\",0,IF(ISNUMBER(PreçoUnit),PreçoUnit*INDEX(Import.PLQ,$B18,BX$16),0))","v":0},{"$f":"IF(Z$15=\"\",0,IF(ISNUMBER(PreçoUnit),PreçoUnit*INDEX(Import.PLQ,$B18,BY$16),0))","v":0},{"$f":"IF(AA$15=\"\",0,IF(ISNUMBER(PreçoUnit),PreçoUnit*INDEX(Import.PLQ,$B18,BZ$16),0))","v":0},{"$f":"IF(AB$15=\"\",0,IF(ISNUMBER(PreçoUnit),PreçoUnit*INDEX(Import.PLQ,$B18,CA$16),0))","v":0},{"$f":"IF(AC$15=\"\",0,IF(ISNUMBER(PreçoUnit),PreçoUnit*INDEX(Import.PLQ,$B18,CB$16),0))","v":0},{"$f":"IF(AD$15=\"\",0,IF(ISNUMBER(PreçoUnit),PreçoUnit*INDEX(Import.PLQ,$B18,CC$16),0))","v":0},{"$f":"IF(AE$15=\"\",0,IF(ISNUMBER(PreçoUnit),PreçoUnit*INDEX(Import.PLQ,$B18,CD$16),0))","v":0},{"$f":"IF(AF$15=\"\",0,IF(ISNUMBER(PreçoUnit),PreçoUnit*INDEX(Import.PLQ,$B18,CE$16),0))","v":0},{"$f":"IF(AG$15=\"\",0,IF(ISNUMBER(PreçoUnit),PreçoUnit*INDEX(Import.PLQ,$B18,CF$16),0))","v":0},{"$f":"IF(AH$15=\"\",0,IF(ISNUMBER(PreçoUnit),PreçoUnit*INDEX(Import.PLQ,$B18,CG$16),0))","v":0},{"$f":"IF(AI$15=\"\",0,IF(ISNUMBER(PreçoUnit),PreçoUnit*INDEX(Import.PLQ,$B18,CH$16),0))","v":0},{"$f":"IF(AJ$15=\"\",0,IF(ISNUMBER(PreçoUnit),PreçoUnit*INDEX(Import.PLQ,$B18,CI$16),0))","v":0},{"$f":"IF(AK$15=\"\",0,IF(ISNUMBER(PreçoUnit),PreçoUnit*INDEX(Import.PLQ,$B18,CJ$16),0))","v":0},{"$f":"IF(AL$15=\"\",0,IF(ISNUMBER(PreçoUnit),PreçoUnit*INDEX(Import.PLQ,$B18,CK$16),0))","v":0},{"$f":"IF(AM$15=\"\",0,IF(ISNUMBER(PreçoUnit),PreçoUnit*INDEX(Import.PLQ,$B18,CL$16),0))","v":0},{"$f":"IF(AN$15=\"\",0,IF(ISNUMBER(PreçoUnit),PreçoUnit*INDEX(Import.PLQ,$B18,CM$16),0))","v":0},{"$f":"IF(AO$15=\"\",0,IF(ISNUMBER(PreçoUnit),PreçoUnit*INDEX(Import.PLQ,$B18,CN$16),0))","v":0},{"$f":"IF(AP$15=\"\",0,IF(ISNUMBER(PreçoUnit),PreçoUnit*INDEX(Import.PLQ,$B18,CO$16),0))","v":0},{"$f":"IF(AQ$15=\"\",0,IF(ISNUMBER(PreçoUnit),PreçoUnit*INDEX(Import.PLQ,$B18,CP$16),0))","v":0},{"$f":"IF(AR$15=\"\",0,IF(ISNUMBER(PreçoUnit),PreçoUnit*INDEX(Import.PLQ,$B18,CQ$16),0))","v":0},{"$f":"IF(AS$15=\"\",0,IF(ISNUMBER(PreçoUnit),PreçoUnit*INDEX(Import.PLQ,$B18,CR$16),0))","v":0},{"$f":"IF(AT$15=\"\",0,IF(ISNUMBER(PreçoUnit),PreçoUnit*INDEX(Import.PLQ,$B18,CS$16),0))","v":0},{"$f":"IF(AU$15=\"\",0,IF(ISNUMBER(PreçoUnit),PreçoUnit*INDEX(Import.PLQ,$B18,CT$16),0))","v":0},{"$f":"IF(AV$15=\"\",0,IF(ISNUMBER(PreçoUnit),PreçoUnit*INDEX(Import.PLQ,$B18,CU$16),0))","v":0},{"$f":"IF(AW$15=\"\",0,IF(ISNUMBER(PreçoUnit),PreçoUnit*INDEX(Import.PLQ,$B18,CV$16),0))","v":0},{"$f":"IF(AX$15=\"\",0,IF(ISNUMBER(PreçoUnit),PreçoUnit*INDEX(Import.PLQ,$B18,CW$16),0))","v":0},{"$f":"IF(AY$15=\"\",0,IF(ISNUMBER(PreçoUnit),PreçoUnit*INDEX(Import.PLQ,$B18,CX$16),0))","v":0},{"$f":"IF(AZ$15=\"\",0,IF(ISNUMBER(PreçoUnit),PreçoUnit*INDEX(Import.PLQ,$B18,CY$16),0))","v":0},{"$f":"IF(BA$15=\"\",0,IF(ISNUMBER(PreçoUnit),PreçoUnit*INDEX(Import.PLQ,$B18,CZ$16),0))","v":0},{"$f":"IF(BB$15=\"\",0,IF(ISNUMBER(PreçoUnit),PreçoUnit*INDEX(Import.PLQ,$B18,DA$16),0))","v":0},{"$f":"IF(BC$15=\"\",0,IF(ISNUMBER(PreçoUnit),PreçoUnit*INDEX(Import.PLQ,$B18,DB$16),0))","v":0},{"$f":"IF(BD$15=\"\",0,IF(ISNUMBER(PreçoUnit),PreçoUnit*INDEX(Import.PLQ,$B18,DC$16),0))","v":0},{"$f":"IF(BE$15=\"\",0,IF(ISNUMBER(PreçoUnit),PreçoUnit*INDEX(Import.PLQ,$B18,DD$16),0))","v":0},{"$f":"IF(BF$15=\"\",0,IF(ISNUMBER(PreçoUnit),PreçoUnit*INDEX(Import.PLQ,$B18,DE$16),0))","v":0},{"$f":"IF(BG$15=\"\",0,IF(ISNUMBER(PreçoUnit),PreçoUnit*INDEX(Import.PLQ,$B18,DF$16),0))","v":0},{"$f":"IF(BH$15=\"\",0,IF(ISNUMBER(PreçoUnit),PreçoUnit*INDEX(Import.PLQ,$B18,DG$16),0))","v":0},{"$f":"IF(BI$15=\"\",0,IF(ISNUMBER(PreçoUnit),PreçoUnit*INDEX(Import.PLQ,$B18,DH$16),0))","v":0},{"$f":"IF(BJ$15=\"\",0,IF(ISNUMBER(PreçoUnit),PreçoUnit*INDEX(Import.PLQ,$B18,DI$16),0))","v":0},{"$f":"IF(BK$15=\"\",0,IF(ISNUMBER(PreçoUnit),PreçoUnit*INDEX(Import.PLQ,$B18,DJ$16),0))","v":0},{"$f":"IF(D18=\"\",0,IF(ISNUMBER(VALUE(D18)),VALUE(D18),LEFT(D18,FIND(\".\",D18)-1)))","v":"1"},{"$f":"SUM(DM18:FJ18)","v":0},{"$f":"IF(ISNUMBER(INDEX(Import.PLE,$K18,DM$16)),IF(INDEX(Import.PLE,$K18,DM$16)<=mediçao,BM18,0),0)","v":0},{"$f":"IF(ISNUMBER(INDEX(Import.PLE,$K18,DN$16)),IF(INDEX(Import.PLE,$K18,DN$16)<=mediçao,BN18,0),0)","v":0},{"$f":"IF(ISNUMBER(INDEX(Import.PLE,$K18,DO$16)),IF(INDEX(Import.PLE,$K18,DO$16)<=mediçao,BO18,0),0)","v":0},{"$f":"IF(ISNUMBER(INDEX(Import.PLE,$K18,DP$16)),IF(INDEX(Import.PLE,$K18,DP$16)<=mediçao,BP18,0),0)","v":0},{"$f":"IF(ISNUMBER(INDEX(Import.PLE,$K18,DQ$16)),IF(INDEX(Import.PLE,$K18,DQ$16)<=mediçao,BQ18,0),0)","v":0},{"$f":"IF(ISNUMBER(INDEX(Import.PLE,$K18,DR$16)),IF(INDEX(Import.PLE,$K18,DR$16)<=mediçao,BR18,0),0)","v":0},{"$f":"IF(ISNUMBER(INDEX(Import.PLE,$K18,DS$16)),IF(INDEX(Import.PLE,$K18,DS$16)<=mediçao,BS18,0),0)","v":0},{"$f":"IF(ISNUMBER(INDEX(Import.PLE,$K18,DT$16)),IF(INDEX(Import.PLE,$K18,DT$16)<=mediçao,BT18,0),0)","v":0},{"$f":"IF(ISNUMBER(INDEX(Import.PLE,$K18,DU$16)),IF(INDEX(Import.PLE,$K18,DU$16)<=mediçao,BU18,0),0)","v":0},{"$f":"IF(ISNUMBER(INDEX(Import.PLE,$K18,DV$16)),IF(INDEX(Import.PLE,$K18,DV$16)<=mediçao,BV18,0),0)","v":0},{"$f":"IF(ISNUMBER(INDEX(Import.PLE,$K18,DW$16)),IF(INDEX(Import.PLE,$K18,DW$16)<=mediçao,BW18,0),0)","v":0},{"$f":"IF(ISNUMBER(INDEX(Import.PLE,$K18,DX$16)),IF(INDEX(Import.PLE,$K18,DX$16)<=mediçao,BX18,0),0)","v":0},{"$f":"IF(ISNUMBER(INDEX(Import.PLE,$K18,DY$16)),IF(INDEX(Import.PLE,$K18,DY$16)<=mediçao,BY18,0),0)","v":0},{"$f":"IF(ISNUMBER(INDEX(Import.PLE,$K18,DZ$16)),IF(INDEX(Import.PLE,$K18,DZ$16)<=mediçao,BZ18,0),0)","v":0},{"$f":"IF(ISNUMBER(INDEX(Import.PLE,$K18,EA$16)),IF(INDEX(Import.PLE,$K18,EA$16)<=mediçao,CA18,0),0)","v":0},{"$f":"IF(ISNUMBER(INDEX(Import.PLE,$K18,EB$16)),IF(INDEX(Import.PLE,$K18,EB$16)<=mediçao,CB18,0),0)","v":0},{"$f":"IF(ISNUMBER(INDEX(Import.PLE,$K18,EC$16)),IF(INDEX(Import.PLE,$K18,EC$16)<=mediçao,CC18,0),0)","v":0},{"$f":"IF(ISNUMBER(INDEX(Import.PLE,$K18,ED$16)),IF(INDEX(Import.PLE,$K18,ED$16)<=mediçao,CD18,0),0)","v":0},{"$f":"IF(ISNUMBER(INDEX(Import.PLE,$K18,EE$16)),IF(INDEX(Import.PLE,$K18,EE$16)<=mediçao,CE18,0),0)","v":0},{"$f":"IF(ISNUMBER(INDEX(Import.PLE,$K18,EF$16)),IF(INDEX(Import.PLE,$K18,EF$16)<=mediçao,CF18,0),0)","v":0},{"$f":"IF(ISNUMBER(INDEX(Import.PLE,$K18,EG$16)),IF(INDEX(Import.PLE,$K18,EG$16)<=mediçao,CG18,0),0)","v":0},{"$f":"IF(ISNUMBER(INDEX(Import.PLE,$K18,EH$16)),IF(INDEX(Import.PLE,$K18,EH$16)<=mediçao,CH18,0),0)","v":0},{"$f":"IF(ISNUMBER(INDEX(Import.PLE,$K18,EI$16)),IF(INDEX(Import.PLE,$K18,EI$16)<=mediçao,CI18,0),0)","v":0},{"$f":"IF(ISNUMBER(INDEX(Import.PLE,$K18,EJ$16)),IF(INDEX(Import.PLE,$K18,EJ$16)<=mediçao,CJ18,0),0)","v":0},{"$f":"IF(ISNUMBER(INDEX(Import.PLE,$K18,EK$16)),IF(INDEX(Import.PLE,$K18,EK$16)<=mediçao,CK18,0),0)","v":0},{"$f":"IF(ISNUMBER(INDEX(Import.PLE,$K18,EL$16)),IF(INDEX(Import.PLE,$K18,EL$16)<=mediçao,CL18,0),0)","v":0},{"$f":"IF(ISNUMBER(INDEX(Import.PLE,$K18,EM$16)),IF(INDEX(Import.PLE,$K18,EM$16)<=mediçao,CM18,0),0)","v":0},{"$f":"IF(ISNUMBER(INDEX(Import.PLE,$K18,EN$16)),IF(INDEX(Import.PLE,$K18,EN$16)<=mediçao,CN18,0),0)","v":0},{"$f":"IF(ISNUMBER(INDEX(Import.PLE,$K18,EO$16)),IF(INDEX(Import.PLE,$K18,EO$16)<=mediçao,CO18,0),0)","v":0},{"$f":"IF(ISNUMBER(INDEX(Import.PLE,$K18,EP$16)),IF(INDEX(Import.PLE,$K18,EP$16)<=mediçao,CP18,0),0)","v":0},{"$f":"IF(ISNUMBER(INDEX(Import.PLE,$K18,EQ$16)),IF(INDEX(Import.PLE,$K18,EQ$16)<=mediçao,CQ18,0),0)","v":0},{"$f":"IF(ISNUMBER(INDEX(Import.PLE,$K18,ER$16)),IF(INDEX(Import.PLE,$K18,ER$16)<=mediçao,CR18,0),0)","v":0},{"$f":"IF(ISNUMBER(INDEX(Import.PLE,$K18,ES$16)),IF(INDEX(Import.PLE,$K18,ES$16)<=mediçao,CS18,0),0)","v":0},{"$f":"IF(ISNUMBER(INDEX(Import.PLE,$K18,ET$16)),IF(INDEX(Import.PLE,$K18,ET$16)<=mediçao,CT18,0),0)","v":0},{"$f":"IF(ISNUMBER(INDEX(Import.PLE,$K18,EU$16)),IF(INDEX(Import.PLE,$K18,EU$16)<=mediçao,CU18,0),0)","v":0},{"$f":"IF(ISNUMBER(INDEX(Import.PLE,$K18,EV$16)),IF(INDEX(Import.PLE,$K18,EV$16)<=mediçao,CV18,0),0)","v":0},{"$f":"IF(ISNUMBER(INDEX(Import.PLE,$K18,EW$16)),IF(INDEX(Import.PLE,$K18,EW$16)<=mediçao,CW18,0),0)","v":0},{"$f":"IF(ISNUMBER(INDEX(Import.PLE,$K18,EX$16)),IF(INDEX(Import.PLE,$K18,EX$16)<=mediçao,CX18,0),0)","v":0},{"$f":"IF(ISNUMBER(INDEX(Import.PLE,$K18,EY$16)),IF(INDEX(Import.PLE,$K18,EY$16)<=mediçao,CY18,0),0)","v":0},{"$f":"IF(ISNUMBER(INDEX(Import.PLE,$K18,EZ$16)),IF(INDEX(Import.PLE,$K18,EZ$16)<=mediçao,CZ18,0),0)","v":0},{"$f":"IF(ISNUMBER(INDEX(Import.PLE,$K18,FA$16)),IF(INDEX(Import.PLE,$K18,FA$16)<=mediçao,DA18,0),0)","v":0},{"$f":"IF(ISNUMBER(INDEX(Import.PLE,$K18,FB$16)),IF(INDEX(Import.PLE,$K18,FB$16)<=mediçao,DB18,0),0)","v":0},{"$f":"IF(ISNUMBER(INDEX(Import.PLE,$K18,FC$16)),IF(INDEX(Import.PLE,$K18,FC$16)<=mediçao,DC18,0),0)","v":0},{"$f":"IF(ISNUMBER(INDEX(Import.PLE,$K18,FD$16)),IF(INDEX(Import.PLE,$K18,FD$16)<=mediçao,DD18,0),0)","v":0},{"$f":"IF(ISNUMBER(INDEX(Import.PLE,$K18,FE$16)),IF(INDEX(Import.PLE,$K18,FE$16)<=mediçao,DE18,0),0)","v":0},{"$f":"IF(ISNUMBER(INDEX(Import.PLE,$K18,FF$16)),IF(INDEX(Import.PLE,$K18,FF$16)<=mediçao,DF18,0),0)","v":0},{"$f":"IF(ISNUMBER(INDEX(Import.PLE,$K18,FG$16)),IF(INDEX(Import.PLE,$K18,FG$16)<=mediçao,DG18,0),0)","v":0},{"$f":"IF(ISNUMBER(INDEX(Import.PLE,$K18,FH$16)),IF(INDEX(Import.PLE,$K18,FH$16)<=mediçao,DH18,0),0)","v":0},{"$f":"IF(ISNUMBER(INDEX(Import.PLE,$K18,FI$16)),IF(INDEX(Import.PLE,$K18,FI$16)<=mediçao,DI18,0),0)","v":0},{"$f":"IF(ISNUMBER(INDEX(Import.PLE,$K18,FJ$16)),IF(INDEX(Import.PLE,$K18,FJ$16)<=mediçao,DJ18,0),0)","v":0}]
[null,2,"Nível","1.1.","SERVIÇOS INICIAIS","","","",2893.25,null,{"$f":"IF(L19=\"\",\"\",VALUE(LEFT(L19,(FIND(\"-\",L19,1))-1)))","v":""},null,null,0,null,null,null,null,null,null,null,null,null,null,null,null,null,null,null,null,null,null,null,null,null,null,null,null,null,null,null,null,null,null,null,null,null,null,null,null,null,null,null,null,null,null,null,null,null,null,null,null,null,null,0,0,0,0,0,0,0,0,0,0,0,0,0,0,0,0,0,0,0,0,0,0,0,0,0,0,0,0,0,0,0,0,0,0,0,0,0,0,0,0,0,0,0,0,0,0,0,0,0,0,"1",0,0,0,0,0,0,0,0,0,0,0,0,0,0,0,0,0,0,0,0,0,0,0,0,0,0,0,0,0,0,0,0,0,0,0,0,0,0,0,0,0,0,0,0,0,0,0,0,0,0,0]
[null,3,"Serviço","1.1.1.","PLACA DE OBRA EM CHAPA DE ACO GALVANIZADO PADRÃO AMMOC","M2",2.5,316.39999999999998,791,null,1,"1-SERVIÇOS INICIAIS",null,2.5,null,null,null,null,null,null,null,null,null,null,null,null,null,null,null,null,null,null,null,null,null,null,null,null,null,null,null,null,null,null,null,null,null,null,null,null,null,null,null,null,null,null,null,null,null,null,null,null,null,null,791,0,0,0,0,0,0,0,0,0,0,0,0,0,0,0,0,0,0,0,0,0,0,0,0,0,0,0,0,0,0,0,0,0,0,0,0,0,0,0,0,0,0,0,0,0,0,0,0,0,"1",0,0,0,0,0,0,0,0,0,0,0,0,0,0,0,0,0,0,0,0,0,0,0,0,0,0,0,0,0,0,0,0,0,0,0,0,0,0,0,0,0,0,0,0,0,0,0,0,0,0,0]
[null,4,"Serviço","1.1.2.","PLACA DE OBRA EM CHAPA DE ACO GALVANIZADO PADRÃO CAIXA","M2",2.5,316.39999999999998,791,null,1,"1-SERVIÇOS INICIAIS",null,2.5,null,null,null,null,null,null,null,null,null,null,null,null,null,null,null,null,null,null,null,null,null,null,null,null,null,null,null,null,null,null,null,null,null,null,null,null,null,null,null,null,null,null,null,null,null,null,null,null,null,null,791,0,0,0,0,0,0,0,0,0,0,0,0,0,0,0,0,0,0,0,0,0,0,0,0,0,0,0,0,0,0,0,0,0,0,0,0,0,0,0,0,0,0,0,0,0,0,0,0,0,"1",0,0,0,0,0,0,0,0,0,0,0,0,0,0,0,0,0,0,0,0,0,0,0,0,0,0,0,0,0,0,0,0,0,0,0,0,0,0,0,0,0,0,0,0,0,0,0,0,0,0,0]
[null,5,"Serviço","1.1.3.","LOCACAO CONVENCIONAL DE OBRA","M2",1032.48,1.2700003874167054,1311.25,null,1,"1-SERVIÇOS INICIAIS",null,1032.48,null,null,null,null,null,null,null,null,null,null,null,null,null,null,null,null,null,null,null,null,null,null,null,null,null,null,null,null,null,null,null,null,null,null,null,null,null,null,null,null,null,null,null,null,null,null,null,null,null,null,1311.25,0,0,0,0,0,0,0,0,0,0,0,0,0,0,0,0,0,0,0,0,0,0,0,0,0,0,0,0,0,0,0,0,0,0,0,0,0,0,0,0,0,0,0,0,0,0,0,0,0,"1",0,0,0,0,0,0,0,0,0,0,0,0,0,0,0,0,0,0,0,0,0,0,0,0,0,0,0,0,0,0,0,0,0,0,0,0,0,0,0,0,0,0,0,0,0,0,0,0,0,0,0]
[null,6,"Nível","1.2.","ESCAVAÇÃO E REATERRO","","","",1501.94,null,1,"1-SERVIÇOS INICIAIS",null,0,null,null,null,null,null,null,null,null,null,null,null,null,null,null,null,null,null,null,null,null,null,null,null,null,null,null,null,null,null,null,null,null,null,null,null,null,null,null,null,null,null,null,null,null,null,null,null,null,null,null,0,0,0,0,0,0,0,0,0,0,0,0,0,0,0,0,0,0,0,0,0,0,0,0,0,0,0,0,0,0,0,0,0,0,0,0,0,0,0,0,0,0,0,0,0,0,0,0,0,0,"1",0,0,0,0,0,0,0,0,0,0,0,0,0,0,0,0,0,0,0,0,0,0,0,0,0,0,0,0,0,0,0,0,0,0,0,0,0,0,0,0,0,0,0,0,0,0,0,0,0,0,0]
[null,7,"Serviço","1.2.1.","ESCAVACAO MECANICA CAMPO ABERTO ","M3",92.64,2.5300086355785836,234.38,null,2,"2-SAPATAS E CALICES",null,92.64,null,null,null,null,null,null,null,null,null,null,null,null,null,null,null,null,null,null,null,null,null,null,null,null,null,null,null,null,null,null,null,null,null,null,null,null,null,null,null,null,null,null,null,null,null,null,null,null,null,null,234.38,0,0,0,0,0,0,0,0,0,0,0,0,0,0,0,0,0,0,0,0,0,0,0,0,0,0,0,0,0,0,0,0,0,0,0,0,0,0,0,0,0,0,0,0,0,0,0,0,0,"1",0,0,0,0,0,0,0,0,0,0,0,0,0,0,0,0,0,0,0,0,0,0,0,0,0,0,0,0,0,0,0,0,0,0,0,0,0,0,0,0,0,0,0,0,0,0,0,0,0,0,0]
[null,8,"Serviço","1.2.2.","REATERRO MANUAL DE VALAS COM COMPACTAÇÃO MECANIZADA","M3",45.53,27.840105424994508,1267.56,null,2,"2-SAPATAS E CALICES",null,45.53,null,null,null,null,null,null,null,null,null,null,null,null,null,null,null,null,null,null,null,null,null,null,null,null,null,null,null,null,null,null,null,null,null,null,null,null,null,null,null,null,null,null,null,null,null,null,null,null,null,null,1267.56,0,0,0,0,0,0,0,0,0,0,0,0,0,0,0,0,0,0,0,0,0,0,0,0,0,0,0,0,0,0,0,0,0,0,0,0,0,0,0,0,0,0,0,0,0,0,0,0,0,"1",0,0,0,0,0,0,0,0,0,0,0,0,0,0,0,0,0,0,0,0,0,0,0,0,0,0,0,0,0,0,0,0,0,0,0,0,0,0,0,0,0,0,0,0,0,0,0,0,0,0,0]
[null,9,"Nível","1.3.","ESTRUTURA DE CONCRETO ARMADO","","","",167268.34,null,2,"2-ESTRUTURA EM CONCRETO ARMADO",null,0,null,null,null,null,null,null,null,null,null,null,null,null,null,null,null,null,null,null,null,null,null,null,null,null,null,null,null,null,null,null,null,null,null,null,null,null,null,null,null,null,null,null,null,null,null,null,null,null,null,null,0,0,0,0,0,0,0,0,0,0,0,0,0,0,0,0,0,0,0,0,0,0,0,0,0,0,0,0,0,0,0,0,0,0,0,0,0,0,0,0,0,0,0,0,0,0,0,0,0,0,"1",0,0,0,0,0,0,0,0,0,0,0,0,0,0,0,0,0,0,0,0,0,0,0,0,0,0,0,0,0,0,0,0,0,0,0,0,0,0,0,0,0,0,0,0,0,0,0,0,0,0,0]
[null,10,"Serviço","1.3.1.","PEDRA BRITADA N. 2 (19 A 38 MM) PARA LASTRO DE FUNDO","M3",3.7,79.099999999999994,292.67,null,2,"2-SAPATAS E CALICES",null,3.7,null,null,null,null,null,null,null,null,null,null,null,null,null,null,null,null,null,null,null,null,null,null,null,null,null,null,null,null,null,null,null,null,null,null,null,null,null,null,null,null,null,null,null,null,null,null,null,null,null,null,292.67,0,0,0,0,0,0,0,0,0,0,0,0,0,0,0,0,0,0,0,0,0,0,0,0,0,0,0,0,0,0,0,0,0,0,0,0,0,0,0,0,0,0,0,0,0,0,0,0,0,"1",0,0,0,0,0,0,0,0,0,0,0,0,0,0,0,0,0,0,0,0,0,0,0,0,0,0,0,0,0,0,0,0,0,0,0,0,0,0,0,0,0,0,0,0,0,0,0,0,0,0,0]
[null,11,"Serviço","1.3.2.","SAPATAS E CÁLICES EM CONCRETO ARMADO","M3",47.11,1392.1600509445977,65584.66,null,2,"2-SAPATAS E CALICES",null,47.11,null,null,null,null,null,null,null,null,null,null,null,null,null,null,null,null,null,null,null,null,null,null,null,null,null,null,null,null,null,null,null,null,null,null,null,null,null,null,null,null,null,null,null,null,null,null,null,null,null,null,65584.66,0,0,0,0,0,0,0,0,0,0,0,0,0,0,0,0,0,0,0,0,0,0,0,0,0,0,0,0,0,0,0,0,0,0,0,0,0,0,0,0,0,0,0,0,0,0,0,0,0,"1",0,0,0,0,0,0,0,0,0,0,0,0,0,0,0,0,0,0,0,0,0,0,0,0,0,0,0,0,0,0,0,0,0,0,0,0,0,0,0,0,0,0,0,0,0,0,0,0,0,0,0]
[null,12,"Serviço","1.3.3.","PILARES EM CONCRETO PRÉ-MOLDADO","M3",37.299999999999997,1392.160053619303,51927.57,null,3,"3-PILARES",null,37.299999999999997,null,null,null,null,null,null,null,null,null,null,null,null,null,null,null,null,null,null,null,null,null,null,null,null,null,null,null,null,null,null,null,null,null,null,null,null,null,null,null,null,null,null,null,null,null,null,null,null,null,null,51927.57,0,0,0,0,0,0,0,0,0,0,0,0,0,0,0,0,0,0,0,0,0,0,0,0,0,0,0,0,0,0,0,0,0,0,0,0,0,0,0,0,0,0,0,0,0,0,0,0,0,"1",0,0,0,0,0,0,0,0,0,0,0,0,0,0,0,0,0,0,0,0,0,0,0,0,0,0,0,0,0,0,0,0,0,0,0,0,0,0,0,0,0,0,0,0,0,0,0,0,0,0,0]
[null,13,"Serviço","1.3.4.","VIGAS PRÉ-MOLDADAS","M3",35.53,1392.159864902899,49463.44,null,4,"4-VIGAS",null,17.765000000000001,17.765000000000001,null,null,null,null,null,null,null,null,null,null,null,null,null,null,null,null,null,null,null,null,null,null,null,null,null,null,null,null,null,null,null,null,null,null,null,null,null,null,null,null,null,null,null,null,null,null,null,null,null,24731.72,24731.72,0,0,0,0,0,0,0,0,0,0,0,0,0,0,0,0,0,0,0,0,0,0,0,0,0,0,0,0,0,0,0,0,0,0,0,0,0,0,0,0,0,0,0,0,0,0,0,0,"1",0,0,0,0,0,0,0,0,0,0,0,0,0,0,0,0,0,0,0,0,0,0,0,0,0,0,0,0,0,0,0,0,0,0,0,0,0,0,0,0,0,0,0,0,0,0,0,0,0,0,0]
[null,14,"Nível","1.4.","COBERTURA","","","",183663.04,null,4,"4-FECHAMENTOS",null,0,null,null,null,null,null,null,null,null,null,null,null,null,null,null,null,null,null,null,null,null,null,null,null,null,null,null,null,null,null,null,null,null,null,null,null,null,null,null,null,null,null,null,null,null,null,null,null,null,null,null,0,0,0,0,0,0,0,0,0,0,0,0,0,0,0,0,0,0,0,0,0,0,0,0,0,0,0,0,0,0,0,0,0,0,0,0,0,0,0,0,0,0,0,0,0,0,0,0,0,0,"1",0,0,0,0,0,0,0,0,0,0,0,0,0,0,0,0,0,0,0,0,0,0,0,0,0,0,0,0,0,0,0,0,0,0,0,0,0,0,0,0,0,0,0,0,0,0,0,0,0,0,0]
[null,15,"Serviço","1.4.1.","ESTRUTURA METALICA EM TESOURAS OU TRELICAS, VAO LIVRE DE 25M, FORNECIMENTO E MONTAGEM, INCLUSIVE CONTRAVENTAMENTO","M2",1129.73,82.260000177033447,92931.59,null,5,"5-TESOURAS METÁLICAS",null,null,1129.73,null,null,null,null,null,null,null,null,null,null,null,null,null,null,null,null,null,null,null,null,null,null,null,null,null,null,null,null,null,null,null,null,null,null,null,null,null,null,null,null,null,null,null,null,null,null,null,null,null,0,92931.59,0,0,0,0,0,0,0,0,0,0,0,0,0,0,0,0,0,0,0,0,0,0,0,0,0,0,0,0,0,0,0,0,0,0,0,0,0,0,0,0,0,0,0,0,0,0,0,0,"1",0,0,0,0,0,0,0,0,0,0,0,0,0,0,0,0,0,0,0,0,0,0,0,0,0,0,0,0,0,0,0,0,0,0,0,0,0,0,0,0,0,0,0,0,0,0,0,0,0,0,0]
[null,16,"Serviço","1.4.2.","TRAMA DE AÇO COMPOSTA POR TERÇAS PARA TELHADOS DE ATÉ 2 ÁGUAS PARA TELHA METÁLICA, INCLUSO TRANSPORTE VERTICAL","M2",1129.73,31.640002478468308,35744.660000000003,null,6,"6-TERÇAS METÁLICAS",null,null,null,1129.73,null,null,null,null,null,null,null,null,null,null,null,null,null,null,null,null,null,null,null,null,null,null,null,null,null,null,null,null,null,null,null,null,null,null,null,null,null,null,null,null,null,null,null,null,null,null,null,null,0,0,35744.660000000003,0,0,0,0,0,0,0,0,0,0,0,0,0,0,0,0,0,0,0,0,0,0,0,0,0,0,0,0,0,0,0,0,0,0,0,0,0,0,0,0,0,0,0,0,0,0,0,"1",0,0,0,0,0,0,0,0,0,0,0,0,0,0,0,0,0,0,0,0,0,0,0,0,0,0,0,0,0,0,0,0,0,0,0,0,0,0,0,0,0,0,0,0,0,0,0,0,0,0,0]
[null,17,"Serviço","1.4.3.","TELHAMENTO COM TELHA DE AÇO/ALUMÍNIO E = 0,5 MM, COM ATÉ 2 ÁGUAS, INCLUSO IÇAMENTO","M2",1129.73,37.970001681817777,42895.85,null,8,"8-COBERTURA",null,null,null,1129.73,null,null,null,null,null,null,null,null,null,null,null,null,null,null,null,null,null,null,null,null,null,null,null,null,null,null,null,null,null,null,null,null,null,null,null,null,null,null,null,null,null,null,null,null,null,null,null,null,0,0,42895.85,0,0,0,0,0,0,0,0,0,0,0,0,0,0,0,0,0,0,0,0,0,0,0,0,0,0,0,0,0,0,0,0,0,0,0,0,0,0,0,0,0,0,0,0,0,0,0,"1",0,0,0,0,0,0,0,0,0,0,0,0,0,0,0,0,0,0,0,0,0,0,0,0,0,0,0,0,0,0,0,0,0,0,0,0,0,0,0,0,0,0,0,0,0,0,0,0,0,0,0]
[null,18,"Serviço","1.4.4.","FECHAMENTO DOS OITÕES COM TELHA DE AÇO/ALUMÍNIO E = 0,5 MM","M2",210.28,37.969992391097584,7984.33,null,8,"8-COBERTURA",null,null,null,210.28,null,null,null,null,null,null,null,null,null,null,null,null,null,null,null,null,null,null,null,null,null,null,null,null,null,null,null,null,null,null,null,null,null,null,null,null,null,null,null,null,null,null,null,null,null,null,null,null,0,0,7984.33,0,0,0,0,0,0,0,0,0,0,0,0,0,0,0,0,0,0,0,0,0,0,0,0,0,0,0,0,0,0,0,0,0,0,0,0,0,0,0,0,0,0,0,0,0,0,0,"1",0,0,0,0,0,0,0,0,0,0,0,0,0,0,0,0,0,0,0,0,0,0,0,0,0,0,0,0,0,0,0,0,0,0,0,0,0,0,0,0,0,0,0,0,0,0,0,0,0,0,0]
[null,19,"Serviço","1.4.5.","CALHA EM CHAPA DE AÇO GALVANIZADO NÚMERO 24, DESENVOLVIMENTO DE 33 CM, INCLUSO TRANSPORTE VERTICAL.","M",92.7,44.3,4106.6099999999997,null,7,"7-CALHAS",null,null,null,92.7,null,null,null,null,null,null,null,null,null,null,null,null,null,null,null,null,null,null,null,null,null,null,null,null,null,null,null,null,null,null,null,null,null,null,null,null,null,null,null,null,null,null,null,null,null,null,null,null,0,0,4106.6099999999997,0,0,0,0,0,0,0,0,0,0,0,0,0,0,0,0,0,0,0,0,0,0,0,0,0,0,0,0,0,0,0,0,0,0,0,0,0,0,0,0,0,0,0,0,0,0,0,"1",0,0,0,0,0,0,0,0,0,0,0,0,0,0,0,0,0,0,0,0,0,0,0,0,0,0,0,0,0,0,0,0,0,0,0,0,0,0,0,0,0,0,0,0,0,0,0,0,0,0,0]
[null,20,"Nível","1.5.","PAVIMENTAÇÃO","","","",83084,null,4,"4-FECHAMENTOS",null,0,null,null,null,null,null,null,null,null,null,null,null,null,null,null,null,null,null,null,null,null,null,null,null,null,null,null,null,null,null,null,null,null,null,null,null,null,null,null,null,null,null,null,null,null,null,null,null,null,null,null,0,0,0,0,0,0,0,0,0,0,0,0,0,0,0,0,0,0,0,0,0,0,0,0,0,0,0,0,0,0,0,0,0,0,0,0,0,0,0,0,0,0,0,0,0,0,0,0,0,0,"1",0,0,0,0,0,0,0,0,0,0,0,0,0,0,0,0,0,0,0,0,0,0,0,0,0,0,0,0,0,0,0,0,0,0,0,0,0,0,0,0,0,0,0,0,0,0,0,0,0,0,0]
[null,21,"Serviço","1.5.1.","PEDRA BRITADA N. 2 (19 A 38 MM) PARA LASTRO DE FUNDO","M3",3.7,79.099999999999994,292.67,null,9,"9-PISO DE CONCRETO",null,null,null,null,3.7,null,null,null,null,null,null,null,null,null,null,null,null,null,null,null,null,null,null,null,null,null,null,null,null,null,null,null,null,null,null,null,null,null,null,null,null,null,null,null,null,null,null,null,null,null,null,null,0,0,0,292.67,0,0,0,0,0,0,0,0,0,0,0,0,0,0,0,0,0,0,0,0,0,0,0,0,0,0,0,0,0,0,0,0,0,0,0,0,0,0,0,0,0,0,0,0,0,0,"1",0,0,0,0,0,0,0,0,0,0,0,0,0,0,0,0,0,0,0,0,0,0,0,0,0,0,0,0,0,0,0,0,0,0,0,0,0,0,0,0,0,0,0,0,0,0,0,0,0,0,0]
[null,22,"Serviço","1.5.2.","PISO EM CONCRETO POLIDO 20MPA PREPARO MECANICO, ESPESSURA 7 CM, COM ARMACAO EM TELA SOLDADA","M2",1032.48,75.939998837749883,78406.53,null,9,"9-PISO DE CONCRETO",null,null,null,null,1032.48,null,null,null,null,null,null,null,null,null,null,null,null,null,null,null,null,null,null,null,null,null,null,null,null,null,null,null,null,null,null,null,null,null,null,null,null,null,null,null,null,null,null,null,null,null,null,null,0,0,0,78406.53,0,0,0,0,0,0,0,0,0,0,0,0,0,0,0,0,0,0,0,0,0,0,0,0,0,0,0,0,0,0,0,0,0,0,0,0,0,0,0,0,0,0,0,0,0,0,"1",0,0,0,0,0,0,0,0,0,0,0,0,0,0,0,0,0,0,0,0,0,0,0,0,0,0,0,0,0,0,0,0,0,0,0,0,0,0,0,0,0,0,0,0,0,0,0,0,0,0,0]
[null,23,"Serviço","1.5.3.","JUNTAS DE DILATAÇÃO COM SELANTE ELASTICO MONOCOMPONENTE A BASE DE POLIURETANO 10MM x 20MM","M",315,13.92,4384.8,null,9,"9-PISO DE CONCRETO",null,null,null,null,315,null,null,null,null,null,null,null,null,null,null,null,null,null,null,null,null,null,null,null,null,null,null,null,null,null,null,null,null,null,null,null,null,null,null,null,null,null,null,null,null,null,null,null,null,null,null,null,0,0,0,4384.8,0,0,0,0,0,0,0,0,0,0,0,0,0,0,0,0,0,0,0,0,0,0,0,0,0,0,0,0,0,0,0,0,0,0,0,0,0,0,0,0,0,0,0,0,0,0,"1",0,0,0,0,0,0,0,0,0,0,0,0,0,0,0,0,0,0,0,0,0,0,0,0,0,0,0,0,0,0,0,0,0,0,0,0,0,0,0,0,0,0,0,0,0,0,0,0,0,0,0]
[null,24,{"$f":"IF(D41=\"\",\"\",IF(ISNUMBER(VALUE(D41)),\"Meta\",IF(AND(F41<>\"\",I41<>\"\"),\"Serviço\",\"Nível\")))","v":"Nível"},"1.6.","PINTURA","",{"$f":"IF(Nível=\"Serviço\",SUMIF($N$15:$BK$15,\"<>\"&\"\",N41:BK41),\"\")","v":""},{"$f":"IF(AND(ISNUMBER(G41),G41<>0),I41/G41,IF(G41=0,0,\"\"))","v":""},26151.25,null,{"$f":"IF(L41=\"\",\"\",VALUE(LEFT(L41,(FIND(\"-\",L41,1))-1)))","v":10},"10-PINTURAS",null,0,null,null,null,null,null,null,null,null,null,null,null,null,null,null,null,null,null,null,null,null,null,null,null,null,null,null,null,null,null,null,null,null,null,null,null,null,null,null,null,null,null,null,null,null,null,null,null,null,null,null,{"$f":"IF(N$15=\"\",0,IF(ISNUMBER(PreçoUnit),PreçoUnit*INDEX(Import.PLQ,$B41,BM$16),0))","v":0},{"$f":"IF(O$15=\"\",0,IF(ISNUMBER(PreçoUnit),PreçoUnit*INDEX(Import.PLQ,$B41,BN$16),0))","v":0},{"$f":"IF(P$15=\"\",0,IF(ISNUMBER(PreçoUnit),PreçoUnit*INDEX(Import.PLQ,$B41,BO$16),0))","v":0},{"$f":"IF(Q$15=\"\",0,IF(ISNUMBER(PreçoUnit),PreçoUnit*INDEX(Import.PLQ,$B41,BP$16),0))","v":0},{"$f":"IF(R$15=\"\",0,IF(ISNUMBER(PreçoUnit),PreçoUnit*INDEX(Import.PLQ,$B41,BQ$16),0))","v":0},{"$f":"IF(S$15=\"\",0,IF(ISNUMBER(PreçoUnit),PreçoUnit*INDEX(Import.PLQ,$B41,BR$16),0))","v":0},{"$f":"IF(T$15=\"\",0,IF(ISNUMBER(PreçoUnit),PreçoUnit*INDEX(Import.PLQ,$B41,BS$16),0))","v":0},{"$f":"IF(U$15=\"\",0,IF(ISNUMBER(PreçoUnit),PreçoUnit*INDEX(Import.PLQ,$B41,BT$16),0))","v":0},{"$f":"IF(V$15=\"\",0,IF(ISNUMBER(PreçoUnit),PreçoUnit*INDEX(Import.PLQ,$B41,BU$16),0))","v":0},{"$f":"IF(W$15=\"\",0,IF(ISNUMBER(PreçoUnit),PreçoUnit*INDEX(Import.PLQ,$B41,BV$16),0))","v":0},{"$f":"IF(X$15=\"\",0,IF(ISNUMBER(PreçoUnit),PreçoUnit*INDEX(Import.PLQ,$B41,BW$16),0))","v":0},{"$f":"IF(Y$15=\"\",0,IF(ISNUMBER(PreçoUnit),PreçoUnit*INDEX(Import.PLQ,$B41,BX$16),0))","v":0},{"$f":"IF(Z$15=\"\",0,IF(ISNUMBER(PreçoUnit),PreçoUnit*INDEX(Import.PLQ,$B41,BY$16),0))","v":0},{"$f":"IF(AA$15=\"\",0,IF(ISNUMBER(PreçoUnit),PreçoUnit*INDEX(Import.PLQ,$B41,BZ$16),0))","v":0},{"$f":"IF(AB$15=\"\",0,IF(ISNUMBER(PreçoUnit),PreçoUnit*INDEX(Import.PLQ,$B41,CA$16),0))","v":0},{"$f":"IF(AC$15=\"\",0,IF(ISNUMBER(PreçoUnit),PreçoUnit*INDEX(Import.PLQ,$B41,CB$16),0))","v":0},{"$f":"IF(AD$15=\"\",0,IF(ISNUMBER(PreçoUnit),PreçoUnit*INDEX(Import.PLQ,$B41,CC$16),0))","v":0},{"$f":"IF(AE$15=\"\",0,IF(ISNUMBER(PreçoUnit),PreçoUnit*INDEX(Import.PLQ,$B41,CD$16),0))","v":0},{"$f":"IF(AF$15=\"\",0,IF(ISNUMBER(PreçoUnit),PreçoUnit*INDEX(Import.PLQ,$B41,CE$16),0))","v":0},{"$f":"IF(AG$15=\"\",0,IF(ISNUMBER(PreçoUnit),PreçoUnit*INDEX(Import.PLQ,$B41,CF$16),0))","v":0},{"$f":"IF(AH$15=\"\",0,IF(ISNUMBER(PreçoUnit),PreçoUnit*INDEX(Import.PLQ,$B41,CG$16),0))","v":0},{"$f":"IF(AI$15=\"\",0,IF(ISNUMBER(PreçoUnit),PreçoUnit*INDEX(Import.PLQ,$B41,CH$16),0))","v":0},{"$f":"IF(AJ$15=\"\",0,IF(ISNUMBER(PreçoUnit),PreçoUnit*INDEX(Import.PLQ,$B41,CI$16),0))","v":0},{"$f":"IF(AK$15=\"\",0,IF(ISNUMBER(PreçoUnit),PreçoUnit*INDEX(Import.PLQ,$B41,CJ$16),0))","v":0},{"$f":"IF(AL$15=\"\",0,IF(ISNUMBER(PreçoUnit),PreçoUnit*INDEX(Import.PLQ,$B41,CK$16),0))","v":0},{"$f":"IF(AM$15=\"\",0,IF(ISNUMBER(PreçoUnit),PreçoUnit*INDEX(Import.PLQ,$B41,CL$16),0))","v":0},{"$f":"IF(AN$15=\"\",0,IF(ISNUMBER(PreçoUnit),PreçoUnit*INDEX(Import.PLQ,$B41,CM$16),0))","v":0},{"$f":"IF(AO$15=\"\",0,IF(ISNUMBER(PreçoUnit),PreçoUnit*INDEX(Import.PLQ,$B41,CN$16),0))","v":0},{"$f":"IF(AP$15=\"\",0,IF(ISNUMBER(PreçoUnit),PreçoUnit*INDEX(Import.PLQ,$B41,CO$16),0))","v":0},{"$f":"IF(AQ$15=\"\",0,IF(ISNUMBER(PreçoUnit),PreçoUnit*INDEX(Import.PLQ,$B41,CP$16),0))","v":0},{"$f":"IF(AR$15=\"\",0,IF(ISNUMBER(PreçoUnit),PreçoUnit*INDEX(Import.PLQ,$B41,CQ$16),0))","v":0},{"$f":"IF(AS$15=\"\",0,IF(ISNUMBER(PreçoUnit),PreçoUnit*INDEX(Import.PLQ,$B41,CR$16),0))","v":0},{"$f":"IF(AT$15=\"\",0,IF(ISNUMBER(PreçoUnit),PreçoUnit*INDEX(Import.PLQ,$B41,CS$16),0))","v":0},{"$f":"IF(AU$15=\"\",0,IF(ISNUMBER(PreçoUnit),PreçoUnit*INDEX(Import.PLQ,$B41,CT$16),0))","v":0},{"$f":"IF(AV$15=\"\",0,IF(ISNUMBER(PreçoUnit),PreçoUnit*INDEX(Import.PLQ,$B41,CU$16),0))","v":0},{"$f":"IF(AW$15=\"\",0,IF(ISNUMBER(PreçoUnit),PreçoUnit*INDEX(Import.PLQ,$B41,CV$16),0))","v":0},{"$f":"IF(AX$15=\"\",0,IF(ISNUMBER(PreçoUnit),PreçoUnit*INDEX(Import.PLQ,$B41,CW$16),0))","v":0},{"$f":"IF(AY$15=\"\",0,IF(ISNUMBER(PreçoUnit),PreçoUnit*INDEX(Import.PLQ,$B41,CX$16),0))","v":0},{"$f":"IF(AZ$15=\"\",0,IF(ISNUMBER(PreçoUnit),PreçoUnit*INDEX(Import.PLQ,$B41,CY$16),0))","v":0},{"$f":"IF(BA$15=\"\",0,IF(ISNUMBER(PreçoUnit),PreçoUnit*INDEX(Import.PLQ,$B41,CZ$16),0))","v":0},{"$f":"IF(BB$15=\"\",0,IF(ISNUMBER(PreçoUnit),PreçoUnit*INDEX(Import.PLQ,$B41,DA$16),0))","v":0},{"$f":"IF(BC$15=\"\",0,IF(ISNUMBER(PreçoUnit),PreçoUnit*INDEX(Import.PLQ,$B41,DB$16),0))","v":0},{"$f":"IF(BD$15=\"\",0,IF(ISNUMBER(PreçoUnit),PreçoUnit*INDEX(Import.PLQ,$B41,DC$16),0))","v":0},{"$f":"IF(BE$15=\"\",0,IF(ISNUMBER(PreçoUnit),PreçoUnit*INDEX(Import.PLQ,$B41,DD$16),0))","v":0},{"$f":"IF(BF$15=\"\",0,IF(ISNUMBER(PreçoUnit),PreçoUnit*INDEX(Import.PLQ,$B41,DE$16),0))","v":0},{"$f":"IF(BG$15=\"\",0,IF(ISNUMBER(PreçoUnit),PreçoUnit*INDEX(Import.PLQ,$B41,DF$16),0))","v":0},{"$f":"IF(BH$15=\"\",0,IF(ISNUMBER(PreçoUnit),PreçoUnit*INDEX(Import.PLQ,$B41,DG$16),0))","v":0},{"$f":"IF(BI$15=\"\",0,IF(ISNUMBER(PreçoUnit),PreçoUnit*INDEX(Import.PLQ,$B41,DH$16),0))","v":0},{"$f":"IF(BJ$15=\"\",0,IF(ISNUMBER(PreçoUnit),PreçoUnit*INDEX(Import.PLQ,$B41,DI$16),0))","v":0},{"$f":"IF(BK$15=\"\",0,IF(ISNUMBER(PreçoUnit),PreçoUnit*INDEX(Import.PLQ,$B41,DJ$16),0))","v":0},{"$f":"IF(D41=\"\",0,IF(ISNUMBER(VALUE(D41)),VALUE(D41),LEFT(D41,FIND(\".\",D41)-1)))","v":"1"},{"$f":"SUM(DM41:FJ41)","v":0},{"$f":"IF(ISNUMBER(INDEX(Import.PLE,$K41,DM$16)),IF(INDEX(Import.PLE,$K41,DM$16)<=mediçao,BM41,0),0)","v":0},{"$f":"IF(ISNUMBER(INDEX(Import.PLE,$K41,DN$16)),IF(INDEX(Import.PLE,$K41,DN$16)<=mediçao,BN41,0),0)","v":0},{"$f":"IF(ISNUMBER(INDEX(Import.PLE,$K41,DO$16)),IF(INDEX(Import.PLE,$K41,DO$16)<=mediçao,BO41,0),0)","v":0},{"$f":"IF(ISNUMBER(INDEX(Import.PLE,$K41,DP$16)),IF(INDEX(Import.PLE,$K41,DP$16)<=mediçao,BP41,0),0)","v":0},{"$f":"IF(ISNUMBER(INDEX(Import.PLE,$K41,DQ$16)),IF(INDEX(Import.PLE,$K41,DQ$16)<=mediçao,BQ41,0),0)","v":0},{"$f":"IF(ISNUMBER(INDEX(Import.PLE,$K41,DR$16)),IF(INDEX(Import.PLE,$K41,DR$16)<=mediçao,BR41,0),0)","v":0},{"$f":"IF(ISNUMBER(INDEX(Import.PLE,$K41,DS$16)),IF(INDEX(Import.PLE,$K41,DS$16)<=mediçao,BS41,0),0)","v":0},{"$f":"IF(ISNUMBER(INDEX(Import.PLE,$K41,DT$16)),IF(INDEX(Import.PLE,$K41,DT$16)<=mediçao,BT41,0),0)","v":0},{"$f":"IF(ISNUMBER(INDEX(Import.PLE,$K41,DU$16)),IF(INDEX(Import.PLE,$K41,DU$16)<=mediçao,BU41,0),0)","v":0},{"$f":"IF(ISNUMBER(INDEX(Import.PLE,$K41,DV$16)),IF(INDEX(Import.PLE,$K41,DV$16)<=mediçao,BV41,0),0)","v":0},{"$f":"IF(ISNUMBER(INDEX(Import.PLE,$K41,DW$16)),IF(INDEX(Import.PLE,$K41,DW$16)<=mediçao,BW41,0),0)","v":0},{"$f":"IF(ISNUMBER(INDEX(Import.PLE,$K41,DX$16)),IF(INDEX(Import.PLE,$K41,DX$16)<=mediçao,BX41,0),0)","v":0},{"$f":"IF(ISNUMBER(INDEX(Import.PLE,$K41,DY$16)),IF(INDEX(Import.PLE,$K41,DY$16)<=mediçao,BY41,0),0)","v":0},{"$f":"IF(ISNUMBER(INDEX(Import.PLE,$K41,DZ$16)),IF(INDEX(Import.PLE,$K41,DZ$16)<=mediçao,BZ41,0),0)","v":0},{"$f":"IF(ISNUMBER(INDEX(Import.PLE,$K41,EA$16)),IF(INDEX(Import.PLE,$K41,EA$16)<=mediçao,CA41,0),0)","v":0},{"$f":"IF(ISNUMBER(INDEX(Import.PLE,$K41,EB$16)),IF(INDEX(Import.PLE,$K41,EB$16)<=mediçao,CB41,0),0)","v":0},{"$f":"IF(ISNUMBER(INDEX(Import.PLE,$K41,EC$16)),IF(INDEX(Import.PLE,$K41,EC$16)<=mediçao,CC41,0),0)","v":0},{"$f":"IF(ISNUMBER(INDEX(Import.PLE,$K41,ED$16)),IF(INDEX(Import.PLE,$K41,ED$16)<=mediçao,CD41,0),0)","v":0},{"$f":"IF(ISNUMBER(INDEX(Import.PLE,$K41,EE$16)),IF(INDEX(Import.PLE,$K41,EE$16)<=mediçao,CE41,0),0)","v":0},{"$f":"IF(ISNUMBER(INDEX(Import.PLE,$K41,EF$16)),IF(INDEX(Import.PLE,$K41,EF$16)<=mediçao,CF41,0),0)","v":0},{"$f":"IF(ISNUMBER(INDEX(Import.PLE,$K41,EG$16)),IF(INDEX(Import.PLE,$K41,EG$16)<=mediçao,CG41,0),0)","v":0},{"$f":"IF(ISNUMBER(INDEX(Import.PLE,$K41,EH$16)),IF(INDEX(Import.PLE,$K41,EH$16)<=mediçao,CH41,0),0)","v":0},{"$f":"IF(ISNUMBER(INDEX(Import.PLE,$K41,EI$16)),IF(INDEX(Import.PLE,$K41,EI$16)<=mediçao,CI41,0),0)","v":0},{"$f":"IF(ISNUMBER(INDEX(Import.PLE,$K41,EJ$16)),IF(INDEX(Import.PLE,$K41,EJ$16)<=mediçao,CJ41,0),0)","v":0},{"$f":"IF(ISNUMBER(INDEX(Import.PLE,$K41,EK$16)),IF(INDEX(Import.PLE,$K41,EK$16)<=mediçao,CK41,0),0)","v":0},{"$f":"IF(ISNUMBER(INDEX(Import.PLE,$K41,EL$16)),IF(INDEX(Import.PLE,$K41,EL$16)<=mediçao,CL41,0),0)","v":0},{"$f":"IF(ISNUMBER(INDEX(Import.PLE,$K41,EM$16)),IF(INDEX(Import.PLE,$K41,EM$16)<=mediçao,CM41,0),0)","v":0},{"$f":"IF(ISNUMBER(INDEX(Import.PLE,$K41,EN$16)),IF(INDEX(Import.PLE,$K41,EN$16)<=mediçao,CN41,0),0)","v":0},{"$f":"IF(ISNUMBER(INDEX(Import.PLE,$K41,EO$16)),IF(INDEX(Import.PLE,$K41,EO$16)<=mediçao,CO41,0),0)","v":0},{"$f":"IF(ISNUMBER(INDEX(Import.PLE,$K41,EP$16)),IF(INDEX(Import.PLE,$K41,EP$16)<=mediçao,CP41,0),0)","v":0},{"$f":"IF(ISNUMBER(INDEX(Import.PLE,$K41,EQ$16)),IF(INDEX(Import.PLE,$K41,EQ$16)<=mediçao,CQ41,0),0)","v":0},{"$f":"IF(ISNUMBER(INDEX(Import.PLE,$K41,ER$16)),IF(INDEX(Import.PLE,$K41,ER$16)<=mediçao,CR41,0),0)","v":0},{"$f":"IF(ISNUMBER(INDEX(Import.PLE,$K41,ES$16)),IF(INDEX(Import.PLE,$K41,ES$16)<=mediçao,CS41,0),0)","v":0},{"$f":"IF(ISNUMBER(INDEX(Import.PLE,$K41,ET$16)),IF(INDEX(Import.PLE,$K41,ET$16)<=mediçao,CT41,0),0)","v":0},{"$f":"IF(ISNUMBER(INDEX(Import.PLE,$K41,EU$16)),IF(INDEX(Import.PLE,$K41,EU$16)<=mediçao,CU41,0),0)","v":0},{"$f":"IF(ISNUMBER(INDEX(Import.PLE,$K41,EV$16)),IF(INDEX(Import.PLE,$K41,EV$16)<=mediçao,CV41,0),0)","v":0},{"$f":"IF(ISNUMBER(INDEX(Import.PLE,$K41,EW$16)),IF(INDEX(Import.PLE,$K41,EW$16)<=mediçao,CW41,0),0)","v":0},{"$f":"IF(ISNUMBER(INDEX(Import.PLE,$K41,EX$16)),IF(INDEX(Import.PLE,$K41,EX$16)<=mediçao,CX41,0),0)","v":0},{"$f":"IF(ISNUMBER(INDEX(Import.PLE,$K41,EY$16)),IF(INDEX(Import.PLE,$K41,EY$16)<=mediçao,CY41,0),0)","v":0},{"$f":"IF(ISNUMBER(INDEX(Import.PLE,$K41,EZ$16)),IF(INDEX(Import.PLE,$K41,EZ$16)<=mediçao,CZ41,0),0)","v":0},{"$f":"IF(ISNUMBER(INDEX(Import.PLE,$K41,FA$16)),IF(INDEX(Import.PLE,$K41,FA$16)<=mediçao,DA41,0),0)","v":0},{"$f":"IF(ISNUMBER(INDEX(Import.PLE,$K41,FB$16)),IF(INDEX(Import.PLE,$K41,FB$16)<=mediçao,DB41,0),0)","v":0},{"$f":"IF(ISNUMBER(INDEX(Import.PLE,$K41,FC$16)),IF(INDEX(Import.PLE,$K41,FC$16)<=mediçao,DC41,0),0)","v":0},{"$f":"IF(ISNUMBER(INDEX(Import.PLE,$K41,FD$16)),IF(INDEX(Import.PLE,$K41,FD$16)<=mediçao,DD41,0),0)","v":0},{"$f":"IF(ISNUMBER(INDEX(Import.PLE,$K41,FE$16)),IF(INDEX(Import.PLE,$K41,FE$16)<=mediçao,DE41,0),0)","v":0},{"$f":"IF(ISNUMBER(INDEX(Import.PLE,$K41,FF$16)),IF(INDEX(Import.PLE,$K41,FF$16)<=mediçao,DF41,0),0)","v":0},{"$f":"IF(ISNUMBER(INDEX(Import.PLE,$K41,FG$16)),IF(INDEX(Import.PLE,$K41,FG$16)<=mediçao,DG41,0),0)","v":0},{"$f":"IF(ISNUMBER(INDEX(Import.PLE,$K41,FH$16)),IF(INDEX(Import.PLE,$K41,FH$16)<=mediçao,DH41,0),0)","v":0},{"$f":"IF(ISNUMBER(INDEX(Import.PLE,$K41,FI$16)),IF(INDEX(Import.PLE,$K41,FI$16)<=mediçao,DI41,0),0)","v":0},{"$f":"IF(ISNUMBER(INDEX(Import.PLE,$K41,FJ$16)),IF(INDEX(Import.PLE,$K41,FJ$16)<=mediçao,DJ41,0),0)","v":0}]
[null,25,"Serviço","1.6.1.","PINTURA ACRILICA EMBORRACHADA EM PISO CIMENTADO, TRES DEMAOS","M2",968,20.25,19602,null,10,"10-PINTURAS",null,null,null,null,968,null,null,null,null,null,null,null,null,null,null,null,null,null,null,null,null,null,null,null,null,null,null,null,null,null,null,null,null,null,null,null,null,null,null,null,null,null,null,null,null,null,null,null,null,null,null,null,0,0,0,19602,0,0,0,0,0,0,0,0,0,0,0,0,0,0,0,0,0,0,0,0,0,0,0,0,0,0,0,0,0,0,0,0,0,0,0,0,0,0,0,0,0,0,0,0,0,0,"1",0,0,0,0,0,0,0,0,0,0,0,0,0,0,0,0,0,0,0,0,0,0,0,0,0,0,0,0,0,0,0,0,0,0,0,0,0,0,0,0,0,0,0,0,0,0,0,0,0,0,0]
[null,26,"Serviço","1.6.2.","PINTURA ACRILICA DE FAIXAS DE DEMARCACÃO EM QUADRA POLIESPORTIVA, 5 CM DE LARGURA","M",575,11.39,6549.25,null,10,"10-PINTURAS",null,null,null,null,575,null,null,null,null,null,null,null,null,null,null,null,null,null,null,null,null,null,null,null,null,null,null,null,null,null,null,null,null,null,null,null,null,null,null,null,null,null,null,null,null,null,null,null,null,null,null,null,0,0,0,6549.25,0,0,0,0,0,0,0,0,0,0,0,0,0,0,0,0,0,0,0,0,0,0,0,0,0,0,0,0,0,0,0,0,0,0,0,0,0,0,0,0,0,0,0,0,0,0,"1",0,0,0,0,0,0,0,0,0,0,0,0,0,0,0,0,0,0,0,0,0,0,0,0,0,0,0,0,0,0,0,0,0,0,0,0,0,0,0,0,0,0,0,0,0,0,0,0,0,0,0]
[null,27,"Nível","1.7.","INSTALAÇÕES PLUVIAIS","","","",9538.2900000000009,null,11,"11-TUBOS",null,0,null,null,null,null,null,null,null,null,null,null,null,null,null,null,null,null,null,null,null,null,null,null,null,null,null,null,null,null,null,null,null,null,null,null,null,null,null,null,null,null,null,null,null,null,null,null,null,null,null,null,0,0,0,0,0,0,0,0,0,0,0,0,0,0,0,0,0,0,0,0,0,0,0,0,0,0,0,0,0,0,0,0,0,0,0,0,0,0,0,0,0,0,0,0,0,0,0,0,0,0,"1",0,0,0,0,0,0,0,0,0,0,0,0,0,0,0,0,0,0,0,0,0,0,0,0,0,0,0,0,0,0,0,0,0,0,0,0,0,0,0,0,0,0,0,0,0,0,0,0,0,0,0]
[null,28,"Serviço","1.7.1.","TUBOS DE PVC, SÉRIE R, ÁGUA PLUVIAL, DN 100 MM, INCLUSIVE CONEXÕES, CORTES E FIXAÇÕES","M",170,46.35,7879.5,null,11,"11-TUBOS",null,null,null,170,null,null,null,null,null,null,null,null,null,null,null,null,null,null,null,null,null,null,null,null,null,null,null,null,null,null,null,null,null,null,null,null,null,null,null,null,null,null,null,null,null,null,null,null,null,null,null,null,0,0,7879.5,0,0,0,0,0,0,0,0,0,0,0,0,0,0,0,0,0,0,0,0,0,0,0,0,0,0,0,0,0,0,0,0,0,0,0,0,0,0,0,0,0,0,0,0,0,0,0,"1",0,0,0,0,0,0,0,0,0,0,0,0,0,0,0,0,0,0,0,0,0,0,0,0,0,0,0,0,0,0,0,0,0,0,0,0,0,0,0,0,0,0,0,0,0,0,0,0,0,0,0]
[null,29,"Serviço","1.7.2.","CAIXA DE PASSAGEM 30X30X40 COM TAMPA E DRENO BRITA","UN",9,184.31,1658.79,null,11,"11-TUBOS",null,null,null,9,null,null,null,null,null,null,null,null,null,null,null,null,null,null,null,null,null,null,null,null,null,null,null,null,null,null,null,null,null,null,null,null,null,null,null,null,null,null,null,null,null,null,null,null,null,null,null,null,0,0,1658.79,0,0,0,0,0,0,0,0,0,0,0,0,0,0,0,0,0,0,0,0,0,0,0,0,0,0,0,0,0,0,0,0,0,0,0,0,0,0,0,0,0,0,0,0,0,0,0,"1",0,0,0,0,0,0,0,0,0,0,0,0,0,0,0,0,0,0,0,0,0,0,0,0,0,0,0,0,0,0,0,0,0,0,0,0,0,0,0,0,0,0,0,0,0,0,0,0,0,0,0]
[null,30,"Nível","1.8.","ENTORNO","","","",3437.51,null,12,"12-CALÇADAS",null,0,null,null,null,null,null,null,null,null,null,null,null,null,null,null,null,null,null,null,null,null,null,null,null,null,null,null,null,null,null,null,null,null,null,null,null,null,null,null,null,null,null,null,null,null,null,null,null,null,null,null,0,0,0,0,0,0,0,0,0,0,0,0,0,0,0,0,0,0,0,0,0,0,0,0,0,0,0,0,0,0,0,0,0,0,0,0,0,0,0,0,0,0,0,0,0,0,0,0,0,0,"1",0,0,0,0,0,0,0,0,0,0,0,0,0,0,0,0,0,0,0,0,0,0,0,0,0,0,0,0,0,0,0,0,0,0,0,0,0,0,0,0,0,0,0,0,0,0,0,0,0,0,0]
[null,31,"Serviço","1.8.1.","PEDRA BRITADA N. 2 (19 A 38 MM) PARA LASTRO DE FUNDO","M3",1.72,79.098837209302332,136.05000000000001,null,12,"12-CALÇADAS",null,1.72,null,null,null,null,null,null,null,null,null,null,null,null,null,null,null,null,null,null,null,null,null,null,null,null,null,null,null,null,null,null,null,null,null,null,null,null,null,null,null,null,null,null,null,null,null,null,null,null,null,null,136.05000000000001,0,0,0,0,0,0,0,0,0,0,0,0,0,0,0,0,0,0,0,0,0,0,0,0,0,0,0,0,0,0,0,0,0,0,0,0,0,0,0,0,0,0,0,0,0,0,0,0,0,"1",0,0,0,0,0,0,0,0,0,0,0,0,0,0,0,0,0,0,0,0,0,0,0,0,0,0,0,0,0,0,0,0,0,0,0,0,0,0,0,0,0,0,0,0,0,0,0,0,0,0,0]
[null,32,"Serviço","1.8.2.","EXECUÇÃO DE PASSEIO DE CONCRETO COM, ACABAMENTO CONVENCIONAL, ESPESSURA 6 CM, ARMADO","M2",34.450000000000003,67.150072568940487,2313.3200000000002,null,12,"12-CALÇADAS",null,34.450000000000003,null,null,null,null,null,null,null,null,null,null,null,null,null,null,null,null,null,null,null,null,null,null,null,null,null,null,null,null,null,null,null,null,null,null,null,null,null,null,null,null,null,null,null,null,null,null,null,null,null,null,2313.3200000000002,0,0,0,0,0,0,0,0,0,0,0,0,0,0,0,0,0,0,0,0,0,0,0,0,0,0,0,0,0,0,0,0,0,0,0,0,0,0,0,0,0,0,0,0,0,0,0,0,0,"1",0,0,0,0,0,0,0,0,0,0,0,0,0,0,0,0,0,0,0,0,0,0,0,0,0,0,0,0,0,0,0,0,0,0,0,0,0,0,0,0,0,0,0,0,0,0,0,0,0,0,0]
[null,33,"Serviço","1.8.3.","PISO PODOTATIL DE CONCRETO ALERTA/DIRECIONAL *40 X 40 X 2,5*CM, SOBRE LASTRO DE CONCRETO ESPESSURA 3 CM E REJUNTE CIMENTICIO","M2",8.24,119.91990291262135,988.14,null,12,"12-CALÇADAS",null,8.24,null,null,null,null,null,null,null,null,null,null,null,null,null,null,null,null,null,null,null,null,null,null,null,null,null,null,null,null,null,null,null,null,null,null,null,null,null,null,null,null,null,null,null,null,null,null,null,null,null,null,988.14,0,0,0,0,0,0,0,0,0,0,0,0,0,0,0,0,0,0,0,0,0,0,0,0,0,0,0,0,0,0,0,0,0,0,0,0,0,0,0,0,0,0,0,0,0,0,0,0,0,"1",0,0,0,0,0,0,0,0,0,0,0,0,0,0,0,0,0,0,0,0,0,0,0,0,0,0,0,0,0,0,0,0,0,0,0,0,0,0,0,0,0,0,0,0,0,0,0,0,0,0,0]
[null,34,{"$f":"IF(D51=\"\",\"\",IF(ISNUMBER(VALUE(D51)),\"Meta\",IF(AND(F51<>\"\",I51<>\"\"),\"Serviço\",\"Nível\")))","v":"Nível"},"1.9.","SERVIÇOS FINAIS",null,{"$f":"IF(Nível=\"Serviço\",SUMIF($N$15:$BK$15,\"<>\"&\"\",N51:BK51),\"\")","v":""},{"$f":"IF(AND(ISNUMBER(G51),G51<>0),I51/G51,IF(G51=0,0,\"\"))","v":""},5747.06,null,{"$f":"IF(L51=\"\",\"\",VALUE(LEFT(L51,(FIND(\"-\",L51,1))-1)))","v":13},"13-SERVIÇOS FINAIS",null,0,null,null,null,null,null,null,null,null,null,null,null,null,null,null,null,null,null,null,null,null,null,null,null,null,null,null,null,null,null,null,null,null,null,null,null,null,null,null,null,null,null,null,null,null,null,null,null,null,null,null,{"$f":"IF(N$15=\"\",0,IF(ISNUMBER(PreçoUnit),PreçoUnit*INDEX(Import.PLQ,$B51,BM$16),0))","v":0},{"$f":"IF(O$15=\"\",0,IF(ISNUMBER(PreçoUnit),PreçoUnit*INDEX(Import.PLQ,$B51,BN$16),0))","v":0},{"$f":"IF(P$15=\"\",0,IF(ISNUMBER(PreçoUnit),PreçoUnit*INDEX(Import.PLQ,$B51,BO$16),0))","v":0},{"$f":"IF(Q$15=\"\",0,IF(ISNUMBER(PreçoUnit),PreçoUnit*INDEX(Import.PLQ,$B51,BP$16),0))","v":0},{"$f":"IF(R$15=\"\",0,IF(ISNUMBER(PreçoUnit),PreçoUnit*INDEX(Import.PLQ,$B51,BQ$16),0))","v":0},{"$f":"IF(S$15=\"\",0,IF(ISNUMBER(PreçoUnit),PreçoUnit*INDEX(Import.PLQ,$B51,BR$16),0))","v":0},{"$f":"IF(T$15=\"\",0,IF(ISNUMBER(PreçoUnit),PreçoUnit*INDEX(Import.PLQ,$B51,BS$16),0))","v":0},{"$f":"IF(U$15=\"\",0,IF(ISNUMBER(PreçoUnit),PreçoUnit*INDEX(Import.PLQ,$B51,BT$16),0))","v":0},{"$f":"IF(V$15=\"\",0,IF(ISNUMBER(PreçoUnit),PreçoUnit*INDEX(Import.PLQ,$B51,BU$16),0))","v":0},{"$f":"IF(W$15=\"\",0,IF(ISNUMBER(PreçoUnit),PreçoUnit*INDEX(Import.PLQ,$B51,BV$16),0))","v":0},{"$f":"IF(X$15=\"\",0,IF(ISNUMBER(PreçoUnit),PreçoUnit*INDEX(Import.PLQ,$B51,BW$16),0))","v":0},{"$f":"IF(Y$15=\"\",0,IF(ISNUMBER(PreçoUnit),PreçoUnit*INDEX(Import.PLQ,$B51,BX$16),0))","v":0},{"$f":"IF(Z$15=\"\",0,IF(ISNUMBER(PreçoUnit),PreçoUnit*INDEX(Import.PLQ,$B51,BY$16),0))","v":0},{"$f":"IF(AA$15=\"\",0,IF(ISNUMBER(PreçoUnit),PreçoUnit*INDEX(Import.PLQ,$B51,BZ$16),0))","v":0},{"$f":"IF(AB$15=\"\",0,IF(ISNUMBER(PreçoUnit),PreçoUnit*INDEX(Import.PLQ,$B51,CA$16),0))","v":0},{"$f":"IF(AC$15=\"\",0,IF(ISNUMBER(PreçoUnit),PreçoUnit*INDEX(Import.PLQ,$B51,CB$16),0))","v":0},{"$f":"IF(AD$15=\"\",0,IF(ISNUMBER(PreçoUnit),PreçoUnit*INDEX(Import.PLQ,$B51,CC$16),0))","v":0},{"$f":"IF(AE$15=\"\",0,IF(ISNUMBER(PreçoUnit),PreçoUnit*INDEX(Import.PLQ,$B51,CD$16),0))","v":0},{"$f":"IF(AF$15=\"\",0,IF(ISNUMBER(PreçoUnit),PreçoUnit*INDEX(Import.PLQ,$B51,CE$16),0))","v":0},{"$f":"IF(AG$15=\"\",0,IF(ISNUMBER(PreçoUnit),PreçoUnit*INDEX(Import.PLQ,$B51,CF$16),0))","v":0},{"$f":"IF(AH$15=\"\",0,IF(ISNUMBER(PreçoUnit),PreçoUnit*INDEX(Import.PLQ,$B51,CG$16),0))","v":0},{"$f":"IF(AI$15=\"\",0,IF(ISNUMBER(PreçoUnit),PreçoUnit*INDEX(Import.PLQ,$B51,CH$16),0))","v":0},{"$f":"IF(AJ$15=\"\",0,IF(ISNUMBER(PreçoUnit),PreçoUnit*INDEX(Import.PLQ,$B51,CI$16),0))","v":0},{"$f":"IF(AK$15=\"\",0,IF(ISNUMBER(PreçoUnit),PreçoUnit*INDEX(Import.PLQ,$B51,CJ$16),0))","v":0},{"$f":"IF(AL$15=\"\",0,IF(ISNUMBER(PreçoUnit),PreçoUnit*INDEX(Import.PLQ,$B51,CK$16),0))","v":0},{"$f":"IF(AM$15=\"\",0,IF(ISNUMBER(PreçoUnit),PreçoUnit*INDEX(Import.PLQ,$B51,CL$16),0))","v":0},{"$f":"IF(AN$15=\"\",0,IF(ISNUMBER(PreçoUnit),PreçoUnit*INDEX(Import.PLQ,$B51,CM$16),0))","v":0},{"$f":"IF(AO$15=\"\",0,IF(ISNUMBER(PreçoUnit),PreçoUnit*INDEX(Import.PLQ,$B51,CN$16),0))","v":0},{"$f":"IF(AP$15=\"\",0,IF(ISNUMBER(PreçoUnit),PreçoUnit*INDEX(Import.PLQ,$B51,CO$16),0))","v":0},{"$f":"IF(AQ$15=\"\",0,IF(ISNUMBER(PreçoUnit),PreçoUnit*INDEX(Import.PLQ,$B51,CP$16),0))","v":0},{"$f":"IF(AR$15=\"\",0,IF(ISNUMBER(PreçoUnit),PreçoUnit*INDEX(Import.PLQ,$B51,CQ$16),0))","v":0},{"$f":"IF(AS$15=\"\",0,IF(ISNUMBER(PreçoUnit),PreçoUnit*INDEX(Import.PLQ,$B51,CR$16),0))","v":0},{"$f":"IF(AT$15=\"\",0,IF(ISNUMBER(PreçoUnit),PreçoUnit*INDEX(Import.PLQ,$B51,CS$16),0))","v":0},{"$f":"IF(AU$15=\"\",0,IF(ISNUMBER(PreçoUnit),PreçoUnit*INDEX(Import.PLQ,$B51,CT$16),0))","v":0},{"$f":"IF(AV$15=\"\",0,IF(ISNUMBER(PreçoUnit),PreçoUnit*INDEX(Import.PLQ,$B51,CU$16),0))","v":0},{"$f":"IF(AW$15=\"\",0,IF(ISNUMBER(PreçoUnit),PreçoUnit*INDEX(Import.PLQ,$B51,CV$16),0))","v":0},{"$f":"IF(AX$15=\"\",0,IF(ISNUMBER(PreçoUnit),PreçoUnit*INDEX(Import.PLQ,$B51,CW$16),0))","v":0},{"$f":"IF(AY$15=\"\",0,IF(ISNUMBER(PreçoUnit),PreçoUnit*INDEX(Import.PLQ,$B51,CX$16),0))","v":0},{"$f":"IF(AZ$15=\"\",0,IF(ISNUMBER(PreçoUnit),PreçoUnit*INDEX(Import.PLQ,$B51,CY$16),0))","v":0},{"$f":"IF(BA$15=\"\",0,IF(ISNUMBER(PreçoUnit),PreçoUnit*INDEX(Import.PLQ,$B51,CZ$16),0))","v":0},{"$f":"IF(BB$15=\"\",0,IF(ISNUMBER(PreçoUnit),PreçoUnit*INDEX(Import.PLQ,$B51,DA$16),0))","v":0},{"$f":"IF(BC$15=\"\",0,IF(ISNUMBER(PreçoUnit),PreçoUnit*INDEX(Import.PLQ,$B51,DB$16),0))","v":0},{"$f":"IF(BD$15=\"\",0,IF(ISNUMBER(PreçoUnit),PreçoUnit*INDEX(Import.PLQ,$B51,DC$16),0))","v":0},{"$f":"IF(BE$15=\"\",0,IF(ISNUMBER(PreçoUnit),PreçoUnit*INDEX(Import.PLQ,$B51,DD$16),0))","v":0},{"$f":"IF(BF$15=\"\",0,IF(ISNUMBER(PreçoUnit),PreçoUnit*INDEX(Import.PLQ,$B51,DE$16),0))","v":0},{"$f":"IF(BG$15=\"\",0,IF(ISNUMBER(PreçoUnit),PreçoUnit*INDEX(Import.PLQ,$B51,DF$16),0))","v":0},{"$f":"IF(BH$15=\"\",0,IF(ISNUMBER(PreçoUnit),PreçoUnit*INDEX(Import.PLQ,$B51,DG$16),0))","v":0},{"$f":"IF(BI$15=\"\",0,IF(ISNUMBER(PreçoUnit),PreçoUnit*INDEX(Import.PLQ,$B51,DH$16),0))","v":0},{"$f":"IF(BJ$15=\"\",0,IF(ISNUMBER(PreçoUnit),PreçoUnit*INDEX(Import.PLQ,$B51,DI$16),0))","v":0},{"$f":"IF(BK$15=\"\",0,IF(ISNUMBER(PreçoUnit),PreçoUnit*INDEX(Import.PLQ,$B51,DJ$16),0))","v":0},{"$f":"IF(D51=\"\",0,IF(ISNUMBER(VALUE(D51)),VALUE(D51),LEFT(D51,FIND(\".\",D51)-1)))","v":"1"},{"$f":"SUM(DM51:FJ51)","v":0},{"$f":"IF(ISNUMBER(INDEX(Import.PLE,$K51,DM$16)),IF(INDEX(Import.PLE,$K51,DM$16)<=mediçao,BM51,0),0)","v":0},{"$f":"IF(ISNUMBER(INDEX(Import.PLE,$K51,DN$16)),IF(INDEX(Import.PLE,$K51,DN$16)<=mediçao,BN51,0),0)","v":0},{"$f":"IF(ISNUMBER(INDEX(Import.PLE,$K51,DO$16)),IF(INDEX(Import.PLE,$K51,DO$16)<=mediçao,BO51,0),0)","v":0},{"$f":"IF(ISNUMBER(INDEX(Import.PLE,$K51,DP$16)),IF(INDEX(Import.PLE,$K51,DP$16)<=mediçao,BP51,0),0)","v":0},{"$f":"IF(ISNUMBER(INDEX(Import.PLE,$K51,DQ$16)),IF(INDEX(Import.PLE,$K51,DQ$16)<=mediçao,BQ51,0),0)","v":0},{"$f":"IF(ISNUMBER(INDEX(Import.PLE,$K51,DR$16)),IF(INDEX(Import.PLE,$K51,DR$16)<=mediçao,BR51,0),0)","v":0},{"$f":"IF(ISNUMBER(INDEX(Import.PLE,$K51,DS$16)),IF(INDEX(Import.PLE,$K51,DS$16)<=mediçao,BS51,0),0)","v":0},{"$f":"IF(ISNUMBER(INDEX(Import.PLE,$K51,DT$16)),IF(INDEX(Import.PLE,$K51,DT$16)<=mediçao,BT51,0),0)","v":0},{"$f":"IF(ISNUMBER(INDEX(Import.PLE,$K51,DU$16)),IF(INDEX(Import.PLE,$K51,DU$16)<=mediçao,BU51,0),0)","v":0},{"$f":"IF(ISNUMBER(INDEX(Import.PLE,$K51,DV$16)),IF(INDEX(Import.PLE,$K51,DV$16)<=mediçao,BV51,0),0)","v":0},{"$f":"IF(ISNUMBER(INDEX(Import.PLE,$K51,DW$16)),IF(INDEX(Import.PLE,$K51,DW$16)<=mediçao,BW51,0),0)","v":0},{"$f":"IF(ISNUMBER(INDEX(Import.PLE,$K51,DX$16)),IF(INDEX(Import.PLE,$K51,DX$16)<=mediçao,BX51,0),0)","v":0},{"$f":"IF(ISNUMBER(INDEX(Import.PLE,$K51,DY$16)),IF(INDEX(Import.PLE,$K51,DY$16)<=mediçao,BY51,0),0)","v":0},{"$f":"IF(ISNUMBER(INDEX(Import.PLE,$K51,DZ$16)),IF(INDEX(Import.PLE,$K51,DZ$16)<=mediçao,BZ51,0),0)","v":0},{"$f":"IF(ISNUMBER(INDEX(Import.PLE,$K51,EA$16)),IF(INDEX(Import.PLE,$K51,EA$16)<=mediçao,CA51,0),0)","v":0},{"$f":"IF(ISNUMBER(INDEX(Import.PLE,$K51,EB$16)),IF(INDEX(Import.PLE,$K51,EB$16)<=mediçao,CB51,0),0)","v":0},{"$f":"IF(ISNUMBER(INDEX(Import.PLE,$K51,EC$16)),IF(INDEX(Import.PLE,$K51,EC$16)<=mediçao,CC51,0),0)","v":0},{"$f":"IF(ISNUMBER(INDEX(Import.PLE,$K51,ED$16)),IF(INDEX(Import.PLE,$K51,ED$16)<=mediçao,CD51,0),0)","v":0},{"$f":"IF(ISNUMBER(INDEX(Import.PLE,$K51,EE$16)),IF(INDEX(Import.PLE,$K51,EE$16)<=mediçao,CE51,0),0)","v":0},{"$f":"IF(ISNUMBER(INDEX(Import.PLE,$K51,EF$16)),IF(INDEX(Import.PLE,$K51,EF$16)<=mediçao,CF51,0),0)","v":0},{"$f":"IF(ISNUMBER(INDEX(Import.PLE,$K51,EG$16)),IF(INDEX(Import.PLE,$K51,EG$16)<=mediçao,CG51,0),0)","v":0},{"$f":"IF(ISNUMBER(INDEX(Import.PLE,$K51,EH$16)),IF(INDEX(Import.PLE,$K51,EH$16)<=mediçao,CH51,0),0)","v":0},{"$f":"IF(ISNUMBER(INDEX(Import.PLE,$K51,EI$16)),IF(INDEX(Import.PLE,$K51,EI$16)<=mediçao,CI51,0),0)","v":0},{"$f":"IF(ISNUMBER(INDEX(Import.PLE,$K51,EJ$16)),IF(INDEX(Import.PLE,$K51,EJ$16)<=mediçao,CJ51,0),0)","v":0},{"$f":"IF(ISNUMBER(INDEX(Import.PLE,$K51,EK$16)),IF(INDEX(Import.PLE,$K51,EK$16)<=mediçao,CK51,0),0)","v":0},{"$f":"IF(ISNUMBER(INDEX(Import.PLE,$K51,EL$16)),IF(INDEX(Import.PLE,$K51,EL$16)<=mediçao,CL51,0),0)","v":0},{"$f":"IF(ISNUMBER(INDEX(Import.PLE,$K51,EM$16)),IF(INDEX(Import.PLE,$K51,EM$16)<=mediçao,CM51,0),0)","v":0},{"$f":"IF(ISNUMBER(INDEX(Import.PLE,$K51,EN$16)),IF(INDEX(Import.PLE,$K51,EN$16)<=mediçao,CN51,0),0)","v":0},{"$f":"IF(ISNUMBER(INDEX(Import.PLE,$K51,EO$16)),IF(INDEX(Import.PLE,$K51,EO$16)<=mediçao,CO51,0),0)","v":0},{"$f":"IF(ISNUMBER(INDEX(Import.PLE,$K51,EP$16)),IF(INDEX(Import.PLE,$K51,EP$16)<=mediçao,CP51,0),0)","v":0},{"$f":"IF(ISNUMBER(INDEX(Import.PLE,$K51,EQ$16)),IF(INDEX(Import.PLE,$K51,EQ$16)<=mediçao,CQ51,0),0)","v":0},{"$f":"IF(ISNUMBER(INDEX(Import.PLE,$K51,ER$16)),IF(INDEX(Import.PLE,$K51,ER$16)<=mediçao,CR51,0),0)","v":0},{"$f":"IF(ISNUMBER(INDEX(Import.PLE,$K51,ES$16)),IF(INDEX(Import.PLE,$K51,ES$16)<=mediçao,CS51,0),0)","v":0},{"$f":"IF(ISNUMBER(INDEX(Import.PLE,$K51,ET$16)),IF(INDEX(Import.PLE,$K51,ET$16)<=mediçao,CT51,0),0)","v":0},{"$f":"IF(ISNUMBER(INDEX(Import.PLE,$K51,EU$16)),IF(INDEX(Import.PLE,$K51,EU$16)<=mediçao,CU51,0),0)","v":0},{"$f":"IF(ISNUMBER(INDEX(Import.PLE,$K51,EV$16)),IF(INDEX(Import.PLE,$K51,EV$16)<=mediçao,CV51,0),0)","v":0},{"$f":"IF(ISNUMBER(INDEX(Import.PLE,$K51,EW$16)),IF(INDEX(Import.PLE,$K51,EW$16)<=mediçao,CW51,0),0)","v":0},{"$f":"IF(ISNUMBER(INDEX(Import.PLE,$K51,EX$16)),IF(INDEX(Import.PLE,$K51,EX$16)<=mediçao,CX51,0),0)","v":0},{"$f":"IF(ISNUMBER(INDEX(Import.PLE,$K51,EY$16)),IF(INDEX(Import.PLE,$K51,EY$16)<=mediçao,CY51,0),0)","v":0},{"$f":"IF(ISNUMBER(INDEX(Import.PLE,$K51,EZ$16)),IF(INDEX(Import.PLE,$K51,EZ$16)<=mediçao,CZ51,0),0)","v":0},{"$f":"IF(ISNUMBER(INDEX(Import.PLE,$K51,FA$16)),IF(INDEX(Import.PLE,$K51,FA$16)<=mediçao,DA51,0),0)","v":0},{"$f":"IF(ISNUMBER(INDEX(Import.PLE,$K51,FB$16)),IF(INDEX(Import.PLE,$K51,FB$16)<=mediçao,DB51,0),0)","v":0},{"$f":"IF(ISNUMBER(INDEX(Import.PLE,$K51,FC$16)),IF(INDEX(Import.PLE,$K51,FC$16)<=mediçao,DC51,0),0)","v":0},{"$f":"IF(ISNUMBER(INDEX(Import.PLE,$K51,FD$16)),IF(INDEX(Import.PLE,$K51,FD$16)<=mediçao,DD51,0),0)","v":0},{"$f":"IF(ISNUMBER(INDEX(Import.PLE,$K51,FE$16)),IF(INDEX(Import.PLE,$K51,FE$16)<=mediçao,DE51,0),0)","v":0},{"$f":"IF(ISNUMBER(INDEX(Import.PLE,$K51,FF$16)),IF(INDEX(Import.PLE,$K51,FF$16)<=mediçao,DF51,0),0)","v":0},{"$f":"IF(ISNUMBER(INDEX(Import.PLE,$K51,FG$16)),IF(INDEX(Import.PLE,$K51,FG$16)<=mediçao,DG51,0),0)","v":0},{"$f":"IF(ISNUMBER(INDEX(Import.PLE,$K51,FH$16)),IF(INDEX(Import.PLE,$K51,FH$16)<=mediçao,DH51,0),0)","v":0},{"$f":"IF(ISNUMBER(INDEX(Import.PLE,$K51,FI$16)),IF(INDEX(Import.PLE,$K51,FI$16)<=mediçao,DI51,0),0)","v":0},{"$f":"IF(ISNUMBER(INDEX(Import.PLE,$K51,FJ$16)),IF(INDEX(Import.PLE,$K51,FJ$16)<=mediçao,DJ51,0),0)","v":0}]
[null,35,"Serviço","1.9.1.","LIMPEZA FINAL DA OBRA","M2",1032.48,1.2700003874167054,1311.25,null,13,"13-SERVIÇOS FINAIS",null,1032.48,null,null,null,null,null,null,null,null,null,null,null,null,null,null,null,null,null,null,null,null,null,null,null,null,null,null,null,null,null,null,null,null,null,null,null,null,null,null,null,null,null,null,null,null,null,null,null,null,null,null,1311.25,0,0,0,0,0,0,0,0,0,0,0,0,0,0,0,0,0,0,0,0,0,0,0,0,0,0,0,0,0,0,0,0,0,0,0,0,0,0,0,0,0,0,0,0,0,0,0,0,0,"1",0,0,0,0,0,0,0,0,0,0,0,0,0,0,0,0,0,0,0,0,0,0,0,0,0,0,0,0,0,0,0,0,0,0,0,0,0,0,0,0,0,0,0,0,0,0,0,0,0,0,0]
[null,36,"Serviço","1.9.2.","TRAVE DE FUTSAL 3,00 X 2,00 MODELO DESMONTÁVEL ","UN ",2,1389.63,2779.26,null,13,"13-SERVIÇOS FINAIS",null,null,null,null,2,null,null,null,null,null,null,null,null,null,null,null,null,null,null,null,null,null,null,null,null,null,null,null,null,null,null,null,null,null,null,null,null,null,null,null,null,null,null,null,null,null,null,null,null,null,null,null,0,0,0,2779.26,0,0,0,0,0,0,0,0,0,0,0,0,0,0,0,0,0,0,0,0,0,0,0,0,0,0,0,0,0,0,0,0,0,0,0,0,0,0,0,0,0,0,0,0,0,0,"1",0,0,0,0,0,0,0,0,0,0,0,0,0,0,0,0,0,0,0,0,0,0,0,0,0,0,0,0,0,0,0,0,0,0,0,0,0,0,0,0,0,0,0,0,0,0,0,0,0,0,0]
[null,37,"Serviço","1.9.3.","PAR DE MASTROS EM AÇO CARBONO, DIAMETRO 3\", COM CREMALHEIRA, ROLDANAS E BUCHAS DE FIXAÇÃO, COM PINTURA EPOXI E ALTURA DE 2,80 M, OFICIAL PARA VOLEY","UN ",1,696.08,696.08,null,13,"13-SERVIÇOS FINAIS",null,null,null,null,1,null,null,null,null,null,null,null,null,null,null,null,null,null,null,null,null,null,null,null,null,null,null,null,null,null,null,null,null,null,null,null,null,null,null,null,null,null,null,null,null,null,null,null,null,null,null,null,0,0,0,696.08,0,0,0,0,0,0,0,0,0,0,0,0,0,0,0,0,0,0,0,0,0,0,0,0,0,0,0,0,0,0,0,0,0,0,0,0,0,0,0,0,0,0,0,0,0,0,"1",0,0,0,0,0,0,0,0,0,0,0,0,0,0,0,0,0,0,0,0,0,0,0,0,0,0,0,0,0,0,0,0,0,0,0,0,0,0,0,0,0,0,0,0,0,0,0,0,0,0,0]
[null,38,"Serviço","1.9.4.","REDE DE VÔLEI PROFISSIONAIL COM FAIXAS EM PVC","UN ",1,555.47,555.47,null,13,"13-SERVIÇOS FINAIS",null,null,null,null,1,null,null,null,null,null,null,null,null,null,null,null,null,null,null,null,null,null,null,null,null,null,null,null,null,null,null,null,null,null,null,null,null,null,null,null,null,null,null,null,null,null,null,null,null,null,null,null,0,0,0,555.47,0,0,0,0,0,0,0,0,0,0,0,0,0,0,0,0,0,0,0,0,0,0,0,0,0,0,0,0,0,0,0,0,0,0,0,0,0,0,0,0,0,0,0,0,0,0,"1",0,0,0,0,0,0,0,0,0,0,0,0,0,0,0,0,0,0,0,0,0,0,0,0,0,0,0,0,0,0,0,0,0,0,0,0,0,0,0,0,0,0,0,0,0,0,0,0,0,0,0]
[null,39,"Serviço","1.9.5.","BUCHA DE ESPERA EM PISO DE CONCRETO PARA FIXAÇÃO DE MASTROS E TRAVES, COM TUBO DE FERRO GALVANIZADO E TAMPÃO","UN",4,101.25,405,null,13,"13-SERVIÇOS FINAIS",null,null,null,null,4,null,null,null,null,null,null,null,null,null,null,null,null,null,null,null,null,null,null,null,null,null,null,null,null,null,null,null,null,null,null,null,null,null,null,null,null,null,null,null,null,null,null,null,null,null,null,null,0,0,0,405,0,0,0,0,0,0,0,0,0,0,0,0,0,0,0,0,0,0,0,0,0,0,0,0,0,0,0,0,0,0,0,0,0,0,0,0,0,0,0,0,0,0,0,0,0,0,"1",0,0,0,0,0,0,0,0,0,0,0,0,0,0,0,0,0,0,0,0,0,0,0,0,0,0,0,0,0,0,0,0,0,0,0,0,0,0,0,0,0,0,0,0,0,0,0,0,0,0,0]
[null,40,"Evento","Evento",{"$f":"INDEX(Eventos,K57,2)","v":"SERVIÇOS INICIAIS"},"R$","",{"$f":"IF(AND(ISNUMBER(G57),G57<>0),I57/G57,IF(G57=0,0,\"\"))","v":""},{"$f":"SUM(N57:BK57)","v":2893.25},null,{"$f":"INDEX(Eventos,ROW(Nível)-ROW(LForçamento),1)","v":1},{"$f":"IF(AND(NumEvento<>\"\",Nível=\"Serviço\"),INDEX(Eventos,NumEvento,2),\"\")","v":""},null,{"$f":"IF(N$15=\"\",0,SUMIF(Import.numEventos,$K57,OFFSET(PreçoServiçoPorFrente,0,N$16-1,,1)))","v":2893.25},0,0,0,0,0,0,0,0,0,{"$f":"IF(X$15=\"\",0,SUMIF(Import.numEventos,$K57,OFFSET(PreçoServiçoPorFrente,0,X$16-1,,1)))","v":0},0,0,0,0,0,0,0,0,0,{"$f":"IF(AH$15=\"\",0,SUMIF(Import.numEventos,$K57,OFFSET(PreçoServiçoPorFrente,0,AH$16-1,,1)))","v":0},0,0,0,0,0,0,0,0,0,{"$f":"IF(AR$15=\"\",0,SUMIF(Import.numEventos,$K57,OFFSET(PreçoServiçoPorFrente,0,AR$16-1,,1)))","v":0},0,0,0,0,0,0,0,0,0,{"$f":"IF(BB$15=\"\",0,SUMIF(Import.numEventos,$K57,OFFSET(PreçoServiçoPorFrente,0,BB$16-1,,1)))","v":0},0,0,0,0,0,0,0,0,0]
[null,41,"Evento","Evento","SAPATAS E CALICES","R$","",{"$f":"IF(AND(ISNUMBER(G58),G58<>0),I58/G58,IF(G58=0,0,\"\"))","v":""},{"$f":"SUM(N58:BK58)","v":67379.27},null,2,"",null,67379.27,0,0,0,0,0,0,0,0,0,0,0,0,0,0,0,0,0,0,0,0,0,0,0,0,0,0,0,0,0,0,0,0,0,0,0,0,0,0,0,0,0,0,0,0,0,0,0,0,0]
[null,42,"Evento","Evento","PILARES","R$","",{"$f":"IF(AND(ISNUMBER(G59),G59<>0),I59/G59,IF(G59=0,0,\"\"))","v":""},{"$f":"SUM(N59:BK59)","v":51927.57},null,3,"",null,51927.57,0,0,0,0,0,0,0,0,0,0,0,0,0,0,0,0,0,0,0,0,0,0,0,0,0,0,0,0,0,0,0,0,0,0,0,0,0,0,0,0,0,0,0,0,0,0,0,0,0]
[null,43,"Evento","Evento","VIGAS ","R$","",{"$f":"IF(AND(ISNUMBER(G60),G60<>0),I60/G60,IF(G60=0,0,\"\"))","v":""},{"$f":"SUM(N60:BK60)","v":49463.44},null,4,"",null,24731.72,24731.72,0,0,0,0,0,0,0,0,0,0,0,0,0,0,0,0,0,0,0,0,0,0,0,0,0,0,0,0,0,0,0,0,0,0,0,0,0,0,0,0,0,0,0,0,0,0,0,0]
[null,44,"Evento","Evento","TESOURAS METÁLICAS","R$",{"$f":"IF(Nível=\"Serviço\",SUMIF($N$15:$BK$15,\"<>\"&\"\",N61:BK61),\"\")","v":""},{"$f":"IF(AND(ISNUMBER(G61),G61<>0),I61/G61,IF(G61=0,0,\"\"))","v":""},{"$f":"SUM(N61:BK61)","v":92931.59},null,5,"",null,0,92931.59,0,0,0,0,0,0,0,0,0,0,0,0,0,0,0,0,0,0,0,0,0,0,0,0,0,0,0,0,0,0,0,0,0,0,0,0,0,0,0,0,0,0,0,0,0,0,0,0]
[null,45,"Evento","Evento","TERÇAS METÁLICAS","R$","","",35744.660000000003,null,6,"",null,0,0,35744.660000000003,0,0,0,0,0,0,0,0,0,0,0,0,0,0,0,0,0,0,0,0,0,0,0,0,0,0,0,0,0,0,0,0,0,0,0,0,0,0,0,0,0,0,0,0,0,0,0]
[null,46,"Evento","Evento",{"$f":"INDEX(Eventos,K63,2)","v":"CALHAS"},"R$",{"$f":"IF(Nível=\"Serviço\",SUMIF($N$15:$BK$15,\"<>\"&\"\",N63:BK63),\"\")","v":""},{"$f":"IF(AND(ISNUMBER(G63),G63<>0),I63/G63,IF(G63=0,0,\"\"))","v":""},{"$f":"SUM(N63:BK63)","v":4106.6099999999997},null,7,"",null,0,0,4106.6099999999997,0,0,0,0,0,0,0,0,0,0,0,0,0,0,0,0,0,0,0,0,0,0,0,0,0,0,0,0,0,0,0,0,0,0,0,0,0,0,0,0,0,0,0,0,0,0,0]
[null,47,"Evento","Evento","COBERTURA","R$","","",50880.18,null,8,"",null,0,0,50880.18,0,0,0,0,0,0,0,0,0,0,0,0,0,0,0,0,0,0,0,0,0,0,0,0,0,0,0,0,0,0,0,0,0,0,0,0,0,0,0,0,0,0,0,0,0,0,0]
[null,48,"Evento","Evento","PISO DE CONCRETO","R$","","",83084,null,9,"",null,0,0,0,83084,0,0,0,0,0,0,0,0,0,0,0,0,0,0,0,0,0,0,0,0,0,0,0,0,0,0,0,0,0,0,0,0,0,0,0,0,0,0,0,0,0,0,0,0,0,0]
[null,49,"Evento","Evento",{"$f":"INDEX(Eventos,K66,2)","v":"PINTURAS"},"R$",{"$f":"IF(Nível=\"Serviço\",SUMIF($N$15:$BK$15,\"<>\"&\"\",N66:BK66),\"\")","v":""},{"$f":"IF(AND(ISNUMBER(G66),G66<>0),I66/G66,IF(G66=0,0,\"\"))","v":""},{"$f":"SUM(N66:BK66)","v":26151.25},null,10,"",null,0,0,0,26151.25,0,0,0,0,0,0,0,0,0,0,0,0,0,0,0,0,0,0,0,0,0,0,0,0,0,0,0,0,0,0,0,0,0,0,0,0,0,0,0,0,0,0,0,0,0,0]
[null,50,"Evento","Evento",{"$f":"INDEX(Eventos,K67,2)","v":"TUBOS"},"R$",{"$f":"IF(Nível=\"Serviço\",SUMIF($N$15:$BK$15,\"<>\"&\"\",N67:BK67),\"\")","v":""},{"$f":"IF(AND(ISNUMBER(G67),G67<>0),I67/G67,IF(G67=0,0,\"\"))","v":""},{"$f":"SUM(N67:BK67)","v":9538.2900000000009},null,11,"",null,0,0,9538.2900000000009,0,0,0,0,0,0,0,0,0,0,0,0,0,0,0,0,0,0,0,0,0,0,0,0,0,0,0,0,0,0,0,0,0,0,0,0,0,0,0,0,0,0,0,0,0,0,0]
[null,51,"Evento","Evento","CALÇADAS","R$","","",3437.51,null,12,"",null,3437.51,0,0,0,0,0,0,0,0,0,0,0,0,0,0,0,0,0,0,0,0,0,0,0,0,0,0,0,0,0,0,0,0,0,0,0,0,0,0,0,0,0,0,0,0,0,0,0,0,0]
[null,52,"Evento","Evento","SERVIÇOS FINAIS","R$","","",5747.06,null,13,"",null,1311.25,0,0,4435.8100000000004,0,0,0,0,0,0,0,0,0,0,0,0,0,0,0,0,0,0,0,0,0,0,0,0,0,0,0,0,0,0,0,0,0,0,0,0,0,0,0,0,0,0,0,0,0,0]
[]
[null,null,{"$f":"Import.Município&\", \"&TEXT(hoje,\"dd\")&\" de \"&TEXT(hoje,\"mmmm\")&\" de \"&TEXT(hoje,\"aaaa\")","v":"CATANDUVAS/SC, 22 de fevereiro de 2019"}]
[null,null,"Local e Data",null,null,null,null,null,null,null,null,null,null,null,"Responsável Técnico:",{"$f":"respPLE","v":"MAX MOOSHAMMER"},null,null,null,null,"Responsável Técnico:",{"$f":"respPLE","v":"MAX MOOSHAMMER"},null,null,null,null,"Responsável Técnico:",{"$f":"respPLE","v":"MAX MOOSHAMMER"},null,null,null,null,"Responsável Técnico:",{"$f":"respPLE","v":"MAX MOOSHAMMER"},null,null,null,null,"Responsável Técnico:",{"$f":"respPLE","v":"MAX MOOSHAMMER"},null,null,null,null,"Responsável Técnico:",{"$f":"respPLE","v":"MAX MOOSHAMMER"},null,null,null,null,"Responsável Técnico:",{"$f":"respPLE","v":"MAX MOOSHAMMER"},null,null,null,null,"Responsável Técnico:",{"$f":"respPLE","v":"MAX MOOSHAMMER"}]
[null,null,null,null,null,null,null,null,null,null,null,null,null,null,"CREA / CAU:",{"$f":"creaPLE","v":"139.164-0"},null,null,null,null,"CREA / CAU:",{"$f":"creaPLE","v":"139.164-0"},null,null,null,null,"CREA / CAU:",{"$f":"creaPLE","v":"139.164-0"},null,null,null,null,"CREA / CAU:",{"$f":"creaPLE","v":"139.164-0"},null,null,null,null,"CREA / CAU:",{"$f":"creaPLE","v":"139.164-0"},null,null,null,null,"CREA / CAU:",{"$f":"creaPLE","v":"139.164-0"},null,null,null,null,"CREA / CAU:",{"$f":"creaPLE","v":"139.164-0"},null,null,null,null,"CREA / CAU:",{"$f":"creaPLE","v":"139.164-0"}]

{"sheet":"Detalhamento","index":2,"n_rows":72,"n_cols":61,"rows_kept":72,"cut":false,"hidden":false,"merged":[[70,25,70,28],[71,25,71,28],[70,4,70,6],[69,4,69,7],[70,13,70,16],[71,13,71,16],[70,19,70,22],[71,19,71,22],[70,55,70,58],[71,55,71,58],[70,31,70,34],[71,31,71,34],[70,37,70,40],[71,37,71,40],[70,43,70,46],[71,43,71,46],[70,49,70,52],[71,49,71,52]]}
[{"$f":"mais_um","v":{"$error":"#REF!"}},{"$f":"OFFSET(LIorçamento,$A1-1,B$16,1,1)","v":{"$error":"#REF!"}},null,null,{"$f":"OFFSET(LIorçamento,$A1-1,E$16,1,1)","v":{"$error":"#REF!"}},{"$f":"CHOOSE($B$8,IF(OR(Nível=\"Serviço\",Nível=\"Evento\"),E1*10^4+IF(Nível<>\"Evento\",A1,0),0),IF(Nível<>\"Evento\",A1,0))","v":{"$error":"#REF!"}},{"$f":"OFFSET(LIorçamento,$A1-1,G$16,1,1)","v":{"$error":"#REF!"}},{"$f":"OFFSET(LIorçamento,$A1-1,H$16,1,1)","v":{"$error":"#REF!"}},{"$f":"IF(OR(Nível=\"Serviço\",Nível=\"evento\"),OFFSET(LIorçamento,$A1-1,I$16,1,1),\"\")","v":{"$error":"#REF!"}},{"$f":"IF(OR(Nível=\"Serviço\",Nível=\"evento\"),SUM(L1:BI1),\"\")","v":{"$error":"#REF!"}},null,{"$f":"IF(L$13=\"\",0,CHOOSE(Detalhamento.OpçãoServiços,OFFSET(Import.PLQ,$A1-1,L$15-1,1,1),IF(ISNUMBER(INDEX(Import.PLE,Detalhamento!$E1,Detalhamento!L$15)),IF(INDEX(Import.PLE,Detalhamento!$E1,Detalhamento!L$15)<=mediçao,OFFSET(Import.PLQ,$A1-1,L$15-1,1,1),0),0),IF(ISNUMBER(INDEX(Import.PLE,Detalhamento!$E1,Detalhamento!L$15)),IF(INDEX(Import.PLE,Detalhamento!$E1,Detalhamento!L$15)<=mediçao,0,OFFSET(Import.PLQ,$A1-1,L$15-1,1,1)),OFFSET(Import.PLQ,$A1-1,L$15-1,1,1))))","v":{"$error":"#REF!"}},{"$f":"IF(M$13=\"\",0,CHOOSE(Detalhamento.OpçãoServiços,OFFSET(Import.PLQ,$A1-1,M$15-1,1,1),IF(ISNUMBER(INDEX(Import.PLE,Detalhamento!$E1,Detalhamento!M$15)),IF(INDEX(Import.PLE,Detalhamento!$E1,Detalhamento!M$15)<=mediçao,OFFSET(Import.PLQ,$A1-1,M$15-1,1,1),0),0),IF(ISNUMBER(INDEX(Import.PLE,Detalhamento!$E1,Detalhamento!M$15)),IF(INDEX(Import.PLE,Detalhamento!$E1,Detalhamento!M$15)<=mediçao,0,OFFSET(Import.PLQ,$A1-1,M$15-1,1,1)),OFFSET(Import.PLQ,$A1-1,M$15-1,1,1))))","v":{"$error":"#REF!"}},{"$f":"IF(N$13=\"\",0,CHOOSE(Detalhamento.OpçãoServiços,OFFSET(Import.PLQ,$A1-1,N$15-1,1,1),IF(ISNUMBER(INDEX(Import.PLE,Detalhamento!$E1,Detalhamento!N$15)),IF(INDEX(Import.PLE,Detalhamento!$E1,Detalhamento!N$15)<=mediçao,OFFSET(Import.PLQ,$A1-1,N$15-1,1,1),0),0),IF(ISNUMBER(INDEX(Import.PLE,Detalhamento!$E1,Detalhamento!N$15)),IF(INDEX(Import.PLE,Detalhamento!$E1,Detalhamento!N$15)<=mediçao,0,OFFSET(Import.PLQ,$A1-1,N$15-1,1,1)),OFFSET(Import.PLQ,$A1-1,N$15-1,1,1))))","v":{"$error":"#REF!"}},{"$f":"IF(O$13=\"\",0,CHOOSE(Detalhamento.OpçãoServiços,OFFSET(Import.PLQ,$A1-1,O$15-1,1,1),IF(ISNUMBER(INDEX(Import.PLE,Detalhamento!$E1,Detalhamento!O$15)),IF(INDEX(Import.PLE,Detalhamento!$E1,Detalhamento!O$15)<=mediçao,OFFSET(Import.PLQ,$A1-1,O$15-1,1,1),0),0),IF(ISNUMBER(INDEX(Import.PLE,Detalhamento!$E1,Detalhamento!O$15)),IF(INDEX(Import.PLE,Detalhamento!$E1,Detalhamento!O$15)<=mediçao,0,OFFSET(Import.PLQ,$A1-1,O$15-1,1,1)),OFFSET(Import.PLQ,$A1-1,O$15-1,1,1))))","v":{"$error":"#REF!"}},{"$f":"IF(P$13=\"\",0,CHOOSE(Detalhamento.OpçãoServiços,OFFSET(Import.PLQ,$A1-1,P$15-1,1,1),IF(ISNUMBER(INDEX(Import.PLE,Detalhamento!$E1,Detalhamento!P$15)),IF(INDEX(Import.PLE,Detalhamento!$E1,Detalhamento!P$15)<=mediçao,OFFSET(Import.PLQ,$A1-1,P$15-1,1,1),0),0),IF(ISNUMBER(INDEX(Import.PLE,Detalhamento!$E1,Detalhamento!P$15)),IF(INDEX(Import.PLE,Detalhamento!$E1,Detalhamento!P$15)<=mediçao,0,OFFSET(Import.PLQ,$A1-1,P$15-1,1,1)),OFFSET(Import.PLQ,$A1-1,P$15-1,1,1))))","v":0},{"$f":"IF(Q$13=\"\",0,CHOOSE(Detalhamento.OpçãoServiços,OFFSET(Import.PLQ,$A1-1,Q$15-1,1,1),IF(ISNUMBER(INDEX(Import.PLE,Detalhamento!$E1,Detalhamento!Q$15)),IF(INDEX(Import.PLE,Detalhamento!$E1,Detalhamento!Q$15)<=mediçao,OFFSET(Import.PLQ,$A1-1,Q$15-1,1,1),0),0),IF(ISNUMBER(INDEX(Import.PLE,Detalhamento!$E1,Detalhamento!Q$15)),IF(INDEX(Import.PLE,Detalhamento!$E1,Detalhamento!Q$15)<=mediçao,0,OFFSET(Import.PLQ,$A1-1,Q$15-1,1,1)),OFFSET(Import.PLQ,$A1-1,Q$15-1,1,1))))","v":0},{"$f":"IF(R$13=\"\",0,CHOOSE(Detalhamento.OpçãoServiços,OFFSET(Import.PLQ,$A1-1,R$15-1,1,1),IF(ISNUMBER(INDEX(Import.PLE,Detalhamento!$E1,Detalhamento!R$15)),IF(INDEX(Import.PLE,Detalhamento!$E1,Detalhamento!R$15)<=mediçao,OFFSET(Import.PLQ,$A1-1,R$15-1,1,1),0),0),IF(ISNUMBER(INDEX(Import.PLE,Detalhamento!$E1,Detalhamento!R$15)),IF(INDEX(Import.PLE,Detalhamento!$E1,Detalhamento!R$15)<=mediçao,0,OFFSET(Import.PLQ,$A1-1,R$15-1,1,1)),OFFSET(Import.PLQ,$A1-1,R$15-1,1,1))))","v":0},{"$f":"IF(S$13=\"\",0,CHOOSE(Detalhamento.OpçãoServiços,OFFSET(Import.PLQ,$A1-1,S$15-1,1,1),IF(ISNUMBER(INDEX(Import.PLE,Detalhamento!$E1,Detalhamento!S$15)),IF(INDEX(Import.PLE,Detalhamento!$E1,Detalhamento!S$15)<=mediçao,OFFSET(Import.PLQ,$A1-1,S$15-1,1,1),0),0),IF(ISNUMBER(INDEX(Import.PLE,Detalhamento!$E1,Detalhamento!S$15)),IF(INDEX(Import.PLE,Detalhamento!$E1,Detalhamento!S$15)<=mediçao,0,OFFSET(Import.PLQ,$A1-1,S$15-1,1,1)),OFFSET(Import.PLQ,$A1-1,S$15-1,1,1))))","v":0},{"$f":"IF(T$13=\"\",0,CHOOSE(Detalhamento.OpçãoServiços,OFFSET(Import.PLQ,$A1-1,T$15-1,1,1),IF(ISNUMBER(INDEX(Import.PLE,Detalhamento!$E1,Detalhamento!T$15)),IF(INDEX(Import.PLE,Detalhamento!$E1,Detalhamento!T$15)<=mediçao,OFFSET(Import.PLQ,$A1-1,T$15-1,1,1),0),0),IF(ISNUMBER(INDEX(Import.PLE,Detalhamento!$E1,Detalhamento!T$15)),IF(INDEX(Import.PLE,Detalhamento!$E1,Detalhamento!T$15)<=mediçao,0,OFFSET(Import.PLQ,$A1-1,T$15-1,1,1)),OFFSET(Import.PLQ,$A1-1,T$15-1,1,1))))","v":0},{"$f":"IF(U$13=\"\",0,CHOOSE(Detalhamento.OpçãoServiços,OFFSET(Import.PLQ,$A1-1,U$15-1,1,1),IF(ISNUMBER(INDEX(Import.PLE,Detalhamento!$E1,Detalhamento!U$15)),IF(INDEX(Import.PLE,Detalhamento!$E1,Detalhamento!U$15)<=mediçao,OFFSET(Import.PLQ,$A1-1,U$15-1,1,1),0),0),IF(ISNUMBER(INDEX(Import.PLE,Detalhamento!$E1,Detalhamento!U$15)),IF(INDEX(Import.PLE,Detalhamento!$E1,Detalhamento!U$15)<=mediçao,0,OFFSET(Import.PLQ,$A1-1,U$15-1,1,1)),OFFSET(Import.PLQ,$A1-1,U$15-1,1,1))))","v":0},{"$f":"IF(V$13=\"\",0,CHOOSE(Detalhamento.OpçãoServiços,OFFSET(Import.PLQ,$A1-1,V$15-1,1,1),IF(ISNUMBER(INDEX(Import.PLE,Detalhamento!$E1,Detalhamento!V$15)),IF(INDEX(Import.PLE,Detalhamento!$E1,Detalhamento!V$15)<=mediçao,OFFSET(Import.PLQ,$A1-1,V$15-1,1,1),0),0),IF(ISNUMBER(INDEX(Import.PLE,Detalhamento!$E1,Detalhamento!V$15)),IF(INDEX(Import.PLE,Detalhamento!$E1,Detalhamento!V$15)<=mediçao,0,OFFSET(Import.PLQ,$A1-1,V$15-1,1,1)),OFFSET(Import.PLQ,$A1-1,V$15-1,1,1))))","v":0},{"$f":"IF(W$13=\"\",0,CHOOSE(Detalhamento.OpçãoServiços,OFFSET(Import.PLQ,$A1-1,W$15-1,1,1),IF(ISNUMBER(INDEX(Import.PLE,Detalhamento!$E1,Detalhamento!W$15)),IF(INDEX(Import.PLE,Detalhamento!$E1,Detalhamento!W$15)<=mediçao,OFFSET(Import.PLQ,$A1-1,W$15-1,1,1),0),0),IF(ISNUMBER(INDEX(Import.PLE,Detalhamento!$E1,Detalhamento!W$15)),IF(INDEX(Import.PLE,Detalhamento!$E1,Detalhamento!W$15)<=mediçao,0,OFFSET(Import.PLQ,$A1-1,W$15-1,1,1)),OFFSET(Import.PLQ,$A1-1,W$15-1,1,1))))","v":0},{"$f":"IF(X$13=\"\",0,CHOOSE(Detalhamento.OpçãoServiços,OFFSET(Import.PLQ,$A1-1,X$15-1,1,1),IF(ISNUMBER(INDEX(Import.PLE,Detalhamento!$E1,Detalhamento!X$15)),IF(INDEX(Import.PLE,Detalhamento!$E1,Detalhamento!X$15)<=mediçao,OFFSET(Import.PLQ,$A1-1,X$15-1,1,1),0),0),IF(ISNUMBER(INDEX(Import.PLE,Detalhamento!$E1,Detalhamento!X$15)),IF(INDEX(Import.PLE,Detalhamento!$E1,Detalhamento!X$15)<=mediçao,0,OFFSET(Import.PLQ,$A1-1,X$15-1,1,1)),OFFSET(Import.PLQ,$A1-1,X$15-1,1,1))))","v":0},{"$f":"IF(Y$13=\"\",0,CHOOSE(Detalhamento.OpçãoServiços,OFFSET(Import.PLQ,$A1-1,Y$15-1,1,1),IF(ISNUMBER(INDEX(Import.PLE,Detalhamento!$E1,Detalhamento!Y$15)),IF(INDEX(Import.PLE,Detalhamento!$E1,Detalhamento!Y$15)<=mediçao,OFFSET(Import.PLQ,$A1-1,Y$15-1,1,1),0),0),IF(ISNUMBER(INDEX(Import.PLE,Detalhamento!$E1,Detalhamento!Y$15)),IF(INDEX(Import.PLE,Detalhamento!$E1,Detalhamento!Y$15)<=mediçao,0,OFFSET(Import.PLQ,$A1-1,Y$15-1,1,1)),OFFSET(Import.PLQ,$A1-1,Y$15-1,1,1))))","v":0},{"$f":"IF(Z$13=\"\",0,CHOOSE(Detalhamento.OpçãoServiços,OFFSET(Import.PLQ,$A1-1,Z$15-1,1,1),IF(ISNUMBER(INDEX(Import.PLE,Detalhamento!$E1,Detalhamento!Z$15)),IF(INDEX(Import.PLE,Detalhamento!$E1,Detalhamento!Z$15)<=mediçao,OFFSET(Import.PLQ,$A1-1,Z$15-1,1,1),0),0),IF(ISNUMBER(INDEX(Import.PLE,Detalhamento!$E1,Detalhamento!Z$15)),IF(INDEX(Import.PLE,Detalhamento!$E1,Detalhamento!Z$15)<=mediçao,0,OFFSET(Import.PLQ,$A1-1,Z$15-1,1,1)),OFFSET(Import.PLQ,$A1-1,Z$15-1,1,1))))","v":0},{"$f":"IF(AA$13=\"\",0,CHOOSE(Detalhamento.OpçãoServiços,OFFSET(Import.PLQ,$A1-1,AA$15-1,1,1),IF(ISNUMBER(INDEX(Import.PLE,Detalhamento!$E1,Detalhamento!AA$15)),IF(INDEX(Import.PLE,Detalhamento!$E1,Detalhamento!AA$15)<=mediçao,OFFSET(Import.PLQ,$A1-1,AA$15-1,1,1),0),0),IF(ISNUMBER(INDEX(Import.PLE,Detalhamento!$E1,Detalhamento!AA$15)),IF(INDEX(Import.PLE,Detalhamento!$E1,Detalhamento!AA$15)<=mediçao,0,OFFSET(Import.PLQ,$A1-1,AA$15-1,1,1)),OFFSET(Import.PLQ,$A1-1,AA$15-1,1,1))))","v":0},{"$f":"IF(AB$13=\"\",0,CHOOSE(Detalhamento.OpçãoServiços,OFFSET(Import.PLQ,$A1-1,AB$15-1,1,1),IF(ISNUMBER(INDEX(Import.PLE,Detalhamento!$E1,Detalhamento!AB$15)),IF(INDEX(Import.PLE,Detalhamento!$E1,Detalhamento!AB$15)<=mediçao,OFFSET(Import.PLQ,$A1-1,AB$15-1,1,1),0),0),IF(ISNUMBER(INDEX(Import.PLE,Detalhamento!$E1,Detalhamento!AB$15)),IF(INDEX(Import.PLE,Detalhamento!$E1,Detalhamento!AB$15)<=mediçao,0,OFFSET(Import.PLQ,$A1-1,AB$15-1,1,1)),OFFSET(Import.PLQ,$A1-1,AB$15-1,1,1))))","v":0},{"$f":"IF(AC$13=\"\",0,CHOOSE(Detalhamento.OpçãoServiços,OFFSET(Import.PLQ,$A1-1,AC$15-1,1,1),IF(ISNUMBER(INDEX(Import.PLE,Detalhamento!$E1,Detalhamento!AC$15)),IF(INDEX(Import.PLE,Detalhamento!$E1,Detalhamento!AC$15)<=mediçao,OFFSET(Import.PLQ,$A1-1,AC$15-1,1,1),0),0),IF(ISNUMBER(INDEX(Import.PLE,Detalhamento!$E1,Detalhamento!AC$15)),IF(INDEX(Import.PLE,Detalhamento!$E1,Detalhamento!AC$15)<=mediçao,0,OFFSET(Import.PLQ,$A1-1,AC$15-1,1,1)),OFFSET(Import.PLQ,$A1-1,AC$15-1,1,1))))","v":0},{"$f":"IF(AD$13=\"\",0,CHOOSE(Detalhamento.OpçãoServiços,OFFSET(Import.PLQ,$A1-1,AD$15-1,1,1),IF(ISNUMBER(INDEX(Import.PLE,Detalhamento!$E1,Detalhamento!AD$15)),IF(INDEX(Import.PLE,Detalhamento!$E1,Detalhamento!AD$15)<=mediçao,OFFSET(Import.PLQ,$A1-1,AD$15-1,1,1),0),0),IF(ISNUMBER(INDEX(Import.PLE,Detalhamento!$E1,Detalhamento!AD$15)),IF(INDEX(Import.PLE,Detalhamento!$E1,Detalhamento!AD$15)<=mediçao,0,OFFSET(Import.PLQ,$A1-1,AD$15-1,1,1)),OFFSET(Import.PLQ,$A1-1,AD$15-1,1,1))))","v":0},{"$f":"IF(AE$13=\"\",0,CHOOSE(Detalhamento.OpçãoServiços,OFFSET(Import.PLQ,$A1-1,AE$15-1,1,1),IF(ISNUMBER(INDEX(Import.PLE,Detalhamento!$E1,Detalhamento!AE$15)),IF(INDEX(Import.PLE,Detalhamento!$E1,Detalhamento!AE$15)<=mediçao,OFFSET(Import.PLQ,$A1-1,AE$15-1,1,1),0),0),IF(ISNUMBER(INDEX(Import.PLE,Detalhamento!$E1,Detalhamento!AE$15)),IF(INDEX(Import.PLE,Detalhamento!$E1,Detalhamento!AE$15)<=mediçao,0,OFFSET(Import.PLQ,$A1-1,AE$15-1,1,1)),OFFSET(Import.PLQ,$A1-1,AE$15-1,1,1))))","v":0},{"$f":"IF(AF$13=\"\",0,CHOOSE(Detalhamento.OpçãoServiços,OFFSET(Import.PLQ,$A1-1,AF$15-1,1,1),IF(ISNUMBER(INDEX(Import.PLE,Detalhamento!$E1,Detalhamento!AF$15)),IF(INDEX(Import.PLE,Detalhamento!$E1,Detalhamento!AF$15)<=mediçao,OFFSET(Import.PLQ,$A1-1,AF$15-1,1,1),0),0),IF(ISNUMBER(INDEX(Import.PLE,Detalhamento!$E1,Detalhamento!AF$15)),IF(INDEX(Import.PLE,Detalhamento!$E1,Detalhamento!AF$15)<=mediçao,0,OFFSET(Import.PLQ,$A1-1,AF$15-1,1,1)),OFFSET(Import.PLQ,$A1-1,AF$15-1,1,1))))","v":0},{"$f":"IF(AG$13=\"\",0,CHOOSE(Detalhamento.OpçãoServiços,OFFSET(Import.PLQ,$A1-1,AG$15-1,1,1),IF(ISNUMBER(INDEX(Import.PLE,Detalhamento!$E1,Detalhamento!AG$15)),IF(INDEX(Import.PLE,Detalhamento!$E1,Detalhamento!AG$15)<=mediçao,OFFSET(Import.PLQ,$A1-1,AG$15-1,1,1),0),0),IF(ISNUMBER(INDEX(Import.PLE,Detalhamento!$E1,Detalhamento!AG$15)),IF(INDEX(Import.PLE,Detalhamento!$E1,Detalhamento!AG$15)<=mediçao,0,OFFSET(Import.PLQ,$A1-1,AG$15-1,1,1)),OFFSET(Import.PLQ,$A1-1,AG$15-1,1,1))))","v":0},{"$f":"IF(AH$13=\"\",0,CHOOSE(Detalhamento.OpçãoServiços,OFFSET(Import.PLQ,$A1-1,AH$15-1,1,1),IF(ISNUMBER(INDEX(Import.PLE,Detalhamento!$E1,Detalhamento!AH$15)),IF(INDEX(Import.PLE,Detalhamento!$E1,Detalhamento!AH$15)<=mediçao,OFFSET(Import.PLQ,$A1-1,AH$15-1,1,1),0),0),IF(ISNUMBER(INDEX(Import.PLE,Detalhamento!$E1,Detalhamento!AH$15)),IF(INDEX(Import.PLE,Detalhamento!$E1,Detalhamento!AH$15)<=mediçao,0,OFFSET(Import.PLQ,$A1-1,AH$15-1,1,1)),OFFSET(Import.PLQ,$A1-1,AH$15-1,1,1))))","v":0},{"$f":"IF(AI$13=\"\",0,CHOOSE(Detalhamento.OpçãoServiços,OFFSET(Import.PLQ,$A1-1,AI$15-1,1,1),IF(ISNUMBER(INDEX(Import.PLE,Detalhamento!$E1,Detalhamento!AI$15)),IF(INDEX(Import.PLE,Detalhamento!$E1,Detalhamento!AI$15)<=mediçao,OFFSET(Import.PLQ,$A1-1,AI$15-1,1,1),0),0),IF(ISNUMBER(INDEX(Import.PLE,Detalhamento!$E1,Detalhamento!AI$15)),IF(INDEX(Import.PLE,Detalhamento!$E1,Detalhamento!AI$15)<=mediçao,0,OFFSET(Import.PLQ,$A1-1,AI$15-1,1,1)),OFFSET(Import.PLQ,$A1-1,AI$15-1,1,1))))","v":0},{"$f":"IF(AJ$13=\"\",0,CHOOSE(Detalhamento.OpçãoServiços,OFFSET(Import.PLQ,$A1-1,AJ$15-1,1,1),IF(ISNUMBER(INDEX(Import.PLE,Detalhamento!$E1,Detalhamento!AJ$15)),IF(INDEX(Import.PLE,Detalhamento!$E1,Detalhamento!AJ$15)<=mediçao,OFFSET(Import.PLQ,$A1-1,AJ$15-1,1,1),0),0),IF(ISNUMBER(INDEX(Import.PLE,Detalhamento!$E1,Detalhamento!AJ$15)),IF(INDEX(Import.PLE,Detalhamento!$E1,Detalhamento!AJ$15)<=mediçao,0,OFFSET(Import.PLQ,$A1-1,AJ$15-1,1,1)),OFFSET(Import.PLQ,$A1-1,AJ$15-1,1,1))))","v":0},{"$f":"IF(AK$13=\"\",0,CHOOSE(Detalhamento.OpçãoServiços,OFFSET(Import.PLQ,$A1-1,AK$15-1,1,1),IF(ISNUMBER(INDEX(Import.PLE,Detalhamento!$E1,Detalhamento!AK$15)),IF(INDEX(Import.PLE,Detalhamento!$E1,Detalhamento!AK$15)<=mediçao,OFFSET(Import.PLQ,$A1-1,AK$15-1,1,1),0),0),IF(ISNUMBER(INDEX(Import.PLE,Detalhamento!$E1,Detalhamento!AK$15)),IF(INDEX(Import.PLE,Detalhamento!$E1,Detalhamento!AK$15)<=mediçao,0,OFFSET(Import.PLQ,$A1-1,AK$15-1,1,1)),OFFSET(Import.PLQ,$A1-1,AK$15-1,1,1))))","v":0},{"$f":"IF(AL$13=\"\",0,CHOOSE(Detalhamento.OpçãoServiços,OFFSET(Import.PLQ,$A1-1,AL$15-1,1,1),IF(ISNUMBER(INDEX(Import.PLE,Detalhamento!$E1,Detalhamento!AL$15)),IF(INDEX(Import.PLE,Detalhamento!$E1,Detalhamento!AL$15)<=mediçao,OFFSET(Import.PLQ,$A1-1,AL$15-1,1,1),0),0),IF(ISNUMBER(INDEX(Import.PLE,Detalhamento!$E1,Detalhamento!AL$15)),IF(INDEX(Import.PLE,Detalhamento!$E1,Detalhamento!AL$15)<=mediçao,0,OFFSET(Import.PLQ,$A1-1,AL$15-1,1,1)),OFFSET(Import.PLQ,$A1-1,AL$15-1,1,1))))","v":0},{"$f":"IF(AM$13=\"\",0,CHOOSE(Detalhamento.OpçãoServiços,OFFSET(Import.PLQ,$A1-1,AM$15-1,1,1),IF(ISNUMBER(INDEX(Import.PLE,Detalhamento!$E1,Detalhamento!AM$15)),IF(INDEX(Import.PLE,Detalhamento!$E1,Detalhamento!AM$15)<=mediçao,OFFSET(Import.PLQ,$A1-1,AM$15-1,1,1),0),0),IF(ISNUMBER(INDEX(Import.PLE,Detalhamento!$E1,Detalhamento!AM$15)),IF(INDEX(Import.PLE,Detalhamento!$E1,Detalhamento!AM$15)<=mediçao,0,OFFSET(Import.PLQ,$A1-1,AM$15-1,1,1)),OFFSET(Import.PLQ,$A1-1,AM$15-1,1,1))))","v":0},{"$f":"IF(AN$13=\"\",0,CHOOSE(Detalhamento.OpçãoServiços,OFFSET(Import.PLQ,$A1-1,AN$15-1,1,1),IF(ISNUMBER(INDEX(Import.PLE,Detalhamento!$E1,Detalhamento!AN$15)),IF(INDEX(Import.PLE,Detalhamento!$E1,Detalhamento!AN$15)<=mediçao,OFFSET(Import.PLQ,$A1-1,AN$15-1,1,1),0),0),IF(ISNUMBER(INDEX(Import.PLE,Detalhamento!$E1,Detalhamento!AN$15)),IF(INDEX(Import.PLE,Detalhamento!$E1,Detalhamento!AN$15)<=mediçao,0,OFFSET(Import.PLQ,$A1-1,AN$15-1,1,1)),OFFSET(Import.PLQ,$A1-1,AN$15-1,1,1))))","v":0},{"$f":"IF(AO$13=\"\",0,CHOOSE(Detalhamento.OpçãoServiços,OFFSET(Import.PLQ,$A1-1,AO$15-1,1,1),IF(ISNUMBER(INDEX(Import.PLE,Detalhamento!$E1,Detalhamento!AO$15)),IF(INDEX(Import.PLE,Detalhamento!$E1,Detalhamento!AO$15)<=mediçao,OFFSET(Import.PLQ,$A1-1,AO$15-1,1,1),0),0),IF(ISNUMBER(INDEX(Import.PLE,Detalhamento!$E1,Detalhamento!AO$15)),IF(INDEX(Import.PLE,Detalhamento!$E1,Detalhamento!AO$15)<=mediçao,0,OFFSET(Import.PLQ,$A1-1,AO$15-1,1,1)),OFFSET(Import.PLQ,$A1-1,AO$15-1,1,1))))","v":0},{"$f":"IF(AP$13=\"\",0,CHOOSE(Detalhamento.OpçãoServiços,OFFSET(Import.PLQ,$A1-1,AP$15-1,1,1),IF(ISNUMBER(INDEX(Import.PLE,Detalhamento!$E1,Detalhamento!AP$15)),IF(INDEX(Import.PLE,Detalhamento!$E1,Detalhamento!AP$15)<=mediçao,OFFSET(Import.PLQ,$A1-1,AP$15-1,1,1),0),0),IF(ISNUMBER(INDEX(Import.PLE,Detalhamento!$E1,Detalhamento!AP$15)),IF(INDEX(Import.PLE,Detalhamento!$E1,Detalhamento!AP$15)<=mediçao,0,OFFSET(Import.PLQ,$A1-1,AP$15-1,1,1)),OFFSET(Import.PLQ,$A1-1,AP$15-1,1,1))))","v":0},{"$f":"IF(AQ$13=\"\",0,CHOOSE(Detalhamento.OpçãoServiços,OFFSET(Import.PLQ,$A1-1,AQ$15-1,1,1),IF(ISNUMBER(INDEX(Import.PLE,Detalhamento!$E1,Detalhamento!AQ$15)),IF(INDEX(Import.PLE,Detalhamento!$E1,Detalhamento!AQ$15)<=mediçao,OFFSET(Import.PLQ,$A1-1,AQ$15-1,1,1),0),0),IF(ISNUMBER(INDEX(Import.PLE,Detalhamento!$E1,Detalhamento!AQ$15)),IF(INDEX(Import.PLE,Detalhamento!$E1,Detalhamento!AQ$15)<=mediçao,0,OFFSET(Import.PLQ,$A1-1,AQ$15-1,1,1)),OFFSET(Import.PLQ,$A1-1,AQ$15-1,1,1))))","v":0},{"$f":"IF(AR$13=\"\",0,CHOOSE(Detalhamento.OpçãoServiços,OFFSET(Import.PLQ,$A1-1,AR$15-1,1,1),IF(ISNUMBER(INDEX(Import.PLE,Detalhamento!$E1,Detalhamento!AR$15)),IF(INDEX(Import.PLE,Detalhamento!$E1,Detalhamento!AR$15)<=mediçao,OFFSET(Import.PLQ,$A1-1,AR$15-1,1,1),0),0),IF(ISNUMBER(INDEX(Import.PLE,Detalhamento!$E1,Detalhamento!AR$15)),IF(INDEX(Import.PLE,Detalhamento!$E1,Detalhamento!AR$15)<=mediçao,0,OFFSET(Import.PLQ,$A1-1,AR$15-1,1,1)),OFFSET(Import.PLQ,$A1-1,AR$15-1,1,1))))","v":0},{"$f":"IF(AS$13=\"\",0,CHOOSE(Detalhamento.OpçãoServiços,OFFSET(Import.PLQ,$A1-1,AS$15-1,1,1),IF(ISNUMBER(INDEX(Import.PLE,Detalhamento!$E1,Detalhamento!AS$15)),IF(INDEX(Import.PLE,Detalhamento!$E1,Detalhamento!AS$15)<=mediçao,OFFSET(Import.PLQ,$A1-1,AS$15-1,1,1),0),0),IF(ISNUMBER(INDEX(Import.PLE,Detalhamento!$E1,Detalhamento!AS$15)),IF(INDEX(Import.PLE,Detalhamento!$E1,Detalhamento!AS$15)<=mediçao,0,OFFSET(Import.PLQ,$A1-1,AS$15-1,1,1)),OFFSET(Import.PLQ,$A1-1,AS$15-1,1,1))))","v":0},{"$f":"IF(AT$13=\"\",0,CHOOSE(Detalhamento.OpçãoServiços,OFFSET(Import.PLQ,$A1-1,AT$15-1,1,1),IF(ISNUMBER(INDEX(Import.PLE,Detalhamento!$E1,Detalhamento!AT$15)),IF(INDEX(Import.PLE,Detalhamento!$E1,Detalhamento!AT$15)<=mediçao,OFFSET(Import.PLQ,$A1-1,AT$15-1,1,1),0),0),IF(ISNUMBER(INDEX(Import.PLE,Detalhamento!$E1,Detalhamento!AT$15)),IF(INDEX(Import.PLE,Detalhamento!$E1,Detalhamento!AT$15)<=mediçao,0,OFFSET(Import.PLQ,$A1-1,AT$15-1,1,1)),OFFSET(Import.PLQ,$A1-1,AT$15-1,1,1))))","v":0},{"$f":"IF(AU$13=\"\",0,CHOOSE(Detalhamento.OpçãoServiços,OFFSET(Import.PLQ,$A1-1,AU$15-1,1,1),IF(ISNUMBER(INDEX(Import.PLE,Detalhamento!$E1,Detalhamento!AU$15)),IF(INDEX(Import.PLE,Detalhamento!$E1,Detalhamento!AU$15)<=mediçao,OFFSET(Import.PLQ,$A1-1,AU$15-1,1,1),0),0),IF(ISNUMBER(INDEX(Import.PLE,Detalhamento!$E1,Detalhamento!AU$15)),IF(INDEX(Import.PLE,Detalhamento!$E1,Detalhamento!AU$15)<=mediçao,0,OFFSET(Import.PLQ,$A1-1,AU$15-1,1,1)),OFFSET(Import.PLQ,$A1-1,AU$15-1,1,1))))","v":0},{"$f":"IF(AV$13=\"\",0,CHOOSE(Detalhamento.OpçãoServiços,OFFSET(Import.PLQ,$A1-1,AV$15-1,1,1),IF(ISNUMBER(INDEX(Import.PLE,Detalhamento!$E1,Detalhamento!AV$15)),IF(INDEX(Import.PLE,Detalhamento!$E1,Detalhamento!AV$15)<=mediçao,OFFSET(Import.PLQ,$A1-1,AV$15-1,1,1),0),0),IF(ISNUMBER(INDEX(Import.PLE,Detalhamento!$E1,Detalhamento!AV$15)),IF(INDEX(Import.PLE,Detalhamento!$E1,Detalhamento!AV$15)<=mediçao,0,OFFSET(Import.PLQ,$A1-1,AV$15-1,1,1)),OFFSET(Import.PLQ,$A1-1,AV$15-1,1,1))))","v":0},{"$f":"IF(AW$13=\"\",0,CHOOSE(Detalhamento.OpçãoServiços,OFFSET(Import.PLQ,$A1-1,AW$15-1,1,1),IF(ISNUMBER(INDEX(Import.PLE,Detalhamento!$E1,Detalhamento!AW$15)),IF(INDEX(Import.PLE,Detalhamento!$E1,Detalhamento!AW$15)<=mediçao,OFFSET(Import.PLQ,$A1-1,AW$15-1,1,1),0),0),IF(ISNUMBER(INDEX(Import.PLE,Detalhamento!$E1,Detalhamento!AW$15)),IF(INDEX(Import.PLE,Detalhamento!$E1,Detalhamento!AW$15)<=mediçao,0,OFFSET(Import.PLQ,$A1-1,AW$15-1,1,1)),OFFSET(Import.PLQ,$A1-1,AW$15-1,1,1))))","v":0},{"$f":"IF(AX$13=\"\",0,CHOOSE(Detalhamento.OpçãoServiços,OFFSET(Import.PLQ,$A1-1,AX$15-1,1,1),IF(ISNUMBER(INDEX(Import.PLE,Detalhamento!$E1,Detalhamento!AX$15)),IF(INDEX(Import.PLE,Detalhamento!$E1,Detalhamento!AX$15)<=mediçao,OFFSET(Import.PLQ,$A1-1,AX$15-1,1,1),0),0),IF(ISNUMBER(INDEX(Import.PLE,Detalhamento!$E1,Detalhamento!AX$15)),IF(INDEX(Import.PLE,Detalhamento!$E1,Detalhamento!AX$15)<=mediçao,0,OFFSET(Import.PLQ,$A1-1,AX$15-1,1,1)),OFFSET(Import.PLQ,$A1-1,AX$15-1,1,1))))","v":0},{"$f":"IF(AY$13=\"\",0,CHOOSE(Detalhamento.OpçãoServiços,OFFSET(Import.PLQ,$A1-1,AY$15-1,1,1),IF(ISNUMBER(INDEX(Import.PLE,Detalhamento!$E1,Detalhamento!AY$15)),IF(INDEX(Import.PLE,Detalhamento!$E1,Detalhamento!AY$15)<=mediçao,OFFSET(Import.PLQ,$A1-1,AY$15-1,1,1),0),0),IF(ISNUMBER(INDEX(Import.PLE,Detalhamento!$E1,Detalhamento!AY$15)),IF(INDEX(Import.PLE,Detalhamento!$E1,Detalhamento!AY$15)<=mediçao,0,OFFSET(Import.PLQ,$A1-1,AY$15-1,1,1)),OFFSET(Import.PLQ,$A1-1,AY$15-1,1,1))))","v":0},{"$f":"IF(AZ$13=\"\",0,CHOOSE(Detalhamento.OpçãoServiços,OFFSET(Import.PLQ,$A1-1,AZ$15-1,1,1),IF(ISNUMBER(INDEX(Import.PLE,Detalhamento!$E1,Detalhamento!AZ$15)),IF(INDEX(Import.PLE,Detalhamento!$E1,Detalhamento!AZ$15)<=mediçao,OFFSET(Import.PLQ,$A1-1,AZ$15-1,1,1),0),0),IF(ISNUMBER(INDEX(Import.PLE,Detalhamento!$E1,Detalhamento!AZ$15)),IF(INDEX(Import.PLE,Detalhamento!$E1,Detalhamento!AZ$15)<=mediçao,0,OFFSET(Import.PLQ,$A1-1,AZ$15-1,1,1)),OFFSET(Import.PLQ,$A1-1,AZ$15-1,1,1))))","v":0},{"$f":"IF(BA$13=\"\",0,CHOOSE(Detalhamento.OpçãoServiços,OFFSET(Import.PLQ,$A1-1,BA$15-1,1,1),IF(ISNUMBER(INDEX(Import.PLE,Detalhamento!$E1,Detalhamento!BA$15)),IF(INDEX(Import.PLE,Detalhamento!$E1,Detalhamento!BA$15)<=mediçao,OFFSET(Import.PLQ,$A1-1,BA$15-1,1,1),0),0),IF(ISNUMBER(INDEX(Import.PLE,Detalhamento!$E1,Detalhamento!BA$15)),IF(INDEX(Import.PLE,Detalhamento!$E1,Detalhamento!BA$15)<=mediçao,0,OFFSET(Import.PLQ,$A1-1,BA$15-1,1,1)),OFFSET(Import.PLQ,$A1-1,BA$15-1,1,1))))","v":0},{"$f":"IF(BB$13=\"\",0,CHOOSE(Detalhamento.OpçãoServiços,OFFSET(Import.PLQ,$A1-1,BB$15-1,1,1),IF(ISNUMBER(INDEX(Import.PLE,Detalhamento!$E1,Detalhamento!BB$15)),IF(INDEX(Import.PLE,Detalhamento!$E1,Detalhamento!BB$15)<=mediçao,OFFSET(Import.PLQ,$A1-1,BB$15-1,1,1),0),0),IF(ISNUMBER(INDEX(Import.PLE,Detalhamento!$E1,Detalhamento!BB$15)),IF(INDEX(Import.PLE,Detalhamento!$E1,Detalhamento!BB$15)<=mediçao,0,OFFSET(Import.PLQ,$A1-1,BB$15-1,1,1)),OFFSET(Import.PLQ,$A1-1,BB$15-1,1,1))))","v":0},{"$f":"IF(BC$13=\"\",0,CHOOSE(Detalhamento.OpçãoServiços,OFFSET(Import.PLQ,$A1-1,BC$15-1,1,1),IF(ISNUMBER(INDEX(Import.PLE,Detalhamento!$E1,Detalhamento!BC$15)),IF(INDEX(Import.PLE,Detalhamento!$E1,Detalhamento!BC$15)<=mediçao,OFFSET(Import.PLQ,$A1-1,BC$15-1,1,1),0),0),IF(ISNUMBER(INDEX(Import.PLE,Detalhamento!$E1,Detalhamento!BC$15)),IF(INDEX(Import.PLE,Detalhamento!$E1,Detalhamento!BC$15)<=mediçao,0,OFFSET(Import.PLQ,$A1-1,BC$15-1,1,1)),OFFSET(Import.PLQ,$A1-1,BC$15-1,1,1))))","v":0},{"$f":"IF(BD$13=\"\",0,CHOOSE(Detalhamento.OpçãoServiços,OFFSET(Import.PLQ,$A1-1,BD$15-1,1,1),IF(ISNUMBER(INDEX(Import.PLE,Detalhamento!$E1,Detalhamento!BD$15)),IF(INDEX(Import.PLE,Detalhamento!$E1,Detalhamento!BD$15)<=mediçao,OFFSET(Import.PLQ,$A1-1,BD$15-1,1,1),0),0),IF(ISNUMBER(INDEX(Import.PLE,Detalhamento!$E1,Detalhamento!BD$15)),IF(INDEX(Import.PLE,Detalhamento!$E1,Detalhamento!BD$15)<=mediçao,0,OFFSET(Import.PLQ,$A1-1,BD$15-1,1,1)),OFFSET(Import.PLQ,$A1-1,BD$15-1,1,1))))","v":0},{"$f":"IF(BE$13=\"\",0,CHOOSE(Detalhamento.OpçãoServiços,OFFSET(Import.PLQ,$A1-1,BE$15-1,1,1),IF(ISNUMBER(INDEX(Import.PLE,Detalhamento!$E1,Detalhamento!BE$15)),IF(INDEX(Import.PLE,Detalhamento!$E1,Detalhamento!BE$15)<=mediçao,OFFSET(Import.PLQ,$A1-1,BE$15-1,1,1),0),0),IF(ISNUMBER(INDEX(Import.PLE,Detalhamento!$E1,Detalhamento!BE$15)),IF(INDEX(Import.PLE,Detalhamento!$E1,Detalhamento!BE$15)<=mediçao,0,OFFSET(Import.PLQ,$A1-1,BE$15-1,1,1)),OFFSET(Import.PLQ,$A1-1,BE$15-1,1,1))))","v":0},{"$f":"IF(BF$13=\"\",0,CHOOSE(Detalhamento.OpçãoServiços,OFFSET(Import.PLQ,$A1-1,BF$15-1,1,1),IF(ISNUMBER(INDEX(Import.PLE,Detalhamento!$E1,Detalhamento!BF$15)),IF(INDEX(Import.PLE,Detalhamento!$E1,Detalhamento!BF$15)<=mediçao,OFFSET(Import.PLQ,$A1-1,BF$15-1,1,1),0),0),IF(ISNUMBER(INDEX(Import.PLE,Detalhamento!$E1,Detalhamento!BF$15)),IF(INDEX(Import.PLE,Detalhamento!$E1,Detalhamento!BF$15)<=mediçao,0,OFFSET(Import.PLQ,$A1-1,BF$15-1,1,1)),OFFSET(Import.PLQ,$A1-1,BF$15-1,1,1))))","v":0},{"$f":"IF(BG$13=\"\",0,CHOOSE(Detalhamento.OpçãoServiços,OFFSET(Import.PLQ,$A1-1,BG$15-1,1,1),IF(ISNUMBER(INDEX(Import.PLE,Detalhamento!$E1,Detalhamento!BG$15)),IF(INDEX(Import.PLE,Detalhamento!$E1,Detalhamento!BG$15)<=mediçao,OFFSET(Import.PLQ,$A1-1,BG$15-1,1,1),0),0),IF(ISNUMBER(INDEX(Import.PLE,Detalhamento!$E1,Detalhamento!BG$15)),IF(INDEX(Import.PLE,Detalhamento!$E1,Detalhamento!BG$15)<=mediçao,0,OFFSET(Import.PLQ,$A1-1,BG$15-1,1,1)),OFFSET(Import.PLQ,$A1-1,BG$15-1,1,1))))","v":0},{"$f":"IF(BH$13=\"\",0,CHOOSE(Detalhamento.OpçãoServiços,OFFSET(Import.PLQ,$A1-1,BH$15-1,1,1),IF(ISNUMBER(INDEX(Import.PLE,Detalhamento!$E1,Detalhamento!BH$15)),IF(INDEX(Import.PLE,Detalhamento!$E1,Detalhamento!BH$15)<=mediçao,OFFSET(Import.PLQ,$A1-1,BH$15-1,1,1),0),0),IF(ISNUMBER(INDEX(Import.PLE,Detalhamento!$E1,Detalhamento!BH$15)),IF(INDEX(Import.PLE,Detalhamento!$E1,Detalhamento!BH$15)<=mediçao,0,OFFSET(Import.PLQ,$A1-1,BH$15-1,1,1)),OFFSET(Import.PLQ,$A1-1,BH$15-1,1,1))))","v":0},{"$f":"IF(BI$13=\"\",0,CHOOSE(Detalhamento.OpçãoServiços,OFFSET(Import.PLQ,$A1-1,BI$15-1,1,1),IF(ISNUMBER(INDEX(Import.PLE,Detalhamento!$E1,Detalhamento!BI$15)),IF(INDEX(Import.PLE,Detalhamento!$E1,Detalhamento!BI$15)<=mediçao,OFFSET(Import.PLQ,$A1-1,BI$15-1,1,1),0),0),IF(ISNUMBER(INDEX(Import.PLE,Detalhamento!$E1,Detalhamento!BI$15)),IF(INDEX(Import.PLE,Detalhamento!$E1,Detalhamento!BI$15)<=mediçao,0,OFFSET(Import.PLQ,$A1-1,BI$15-1,1,1)),OFFSET(Import.PLQ,$A1-1,BI$15-1,1,1))))","v":0}]
[null,null,null,null,null,null,null,"                 PLE - Planilha de Levantamento de Eventos\n                 Detalhamento de Eventos                          ",null,null,null,null,null,null,null,null,"Grau de Sigilo\n#PUBLICO",null,null,null,null,null,"Grau de Sigilo\n#PUBLICO",null,null,null,null,null,"Grau de Sigilo\n#PUBLICO",null,null,null,null,null,"Grau de Sigilo\n#PUBLICO",null,null,null,null,null,"Grau de Sigilo\n#PUBLICO",null,null,null,null,null,"Grau de Sigilo\n#PUBLICO",null,null,null,null,null,"Grau de Sigilo\n#PUBLICO",null,null,null,null,null,"Grau de Sigilo\n#PUBLICO"]
[]
[]
[]
[null,"Eventos"]
[null,"Orçamento"]
[null,1]
[null,"Todos"]
[null,"Executados"]
[null,"A Executar"]
[null,1]
[null,null,null,null,null,null,null,null,null,"Frente de Obra:",null,{"$f":"IF(Eventograma_e_Quantitativos!N15<>\"\",Eventograma_e_Quantitativos!N15,\"\")","v":"ESTRUTURA TÉRREA"},{"$f":"IF(Eventograma_e_Quantitativos!O15<>\"\",Eventograma_e_Quantitativos!O15,\"\")","v":"ESTRUTURA SUPERIOR"},{"$f":"IF(Eventograma_e_Quantitativos!P15<>\"\",Eventograma_e_Quantitativos!P15,\"\")","v":"COBERTURA"},{"$f":"IF(Eventograma_e_Quantitativos!Q15<>\"\",Eventograma_e_Quantitativos!Q15,\"\")","v":"QUADRA"},{"$f":"IF(Eventograma_e_Quantitativos!R15<>\"\",Eventograma_e_Quantitativos!R15,\"\")","v":""},{"$f":"IF(Eventograma_e_Quantitativos!S15<>\"\",Eventograma_e_Quantitativos!S15,\"\")","v":""},{"$f":"IF(Eventograma_e_Quantitativos!T15<>\"\",Eventograma_e_Quantitativos!T15,\"\")","v":""},{"$f":"IF(Eventograma_e_Quantitativos!U15<>\"\",Eventograma_e_Quantitativos!U15,\"\")","v":""},{"$f":"IF(Eventograma_e_Quantitativos!V15<>\"\",Eventograma_e_Quantitativos!V15,\"\")","v":""},{"$f":"IF(Eventograma_e_Quantitativos!W15<>\"\",Eventograma_e_Quantitativos!W15,\"\")","v":""},{"$f":"IF(Eventograma_e_Quantitativos!X15<>\"\",Eventograma_e_Quantitativos!X15,\"\")","v":""},{"$f":"IF(Eventograma_e_Quantitativos!Y15<>\"\",Eventograma_e_Quantitativos!Y15,\"\")","v":""},{"$f":"IF(Eventograma_e_Quantitativos!Z15<>\"\",Eventograma_e_Quantitativos!Z15,\"\")","v":""},{"$f":"IF(Eventograma_e_Quantitativos!AA15<>\"\",Eventograma_e_Quantitativos!AA15,\"\")","v":""},{"$f":"IF(Eventograma_e_Quantitativos!AB15<>\"\",Eventograma_e_Quantitativos!AB15,\"\")","v":""},{"$f":"IF(Eventograma_e_Quantitativos!AC15<>\"\",Eventograma_e_Quantitativos!AC15,\"\")","v":""},{"$f":"IF(Eventograma_e_Quantitativos!AD15<>\"\",Eventograma_e_Quantitativos!AD15,\"\")","v":""},{"$f":"IF(Eventograma_e_Quantitativos!AE15<>\"\",Eventograma_e_Quantitativos!AE15,\"\")","v":""},{"$f":"IF(Eventograma_e_Quantitativos!AF15<>\"\",Eventograma_e_Quantitativos!AF15,\"\")","v":""},{"$f":"IF(Eventograma_e_Quantitativos!AG15<>\"\",Eventograma_e_Quantitativos!AG15,\"\")","v":""},{"$f":"IF(Eventograma_e_Quantitativos!AH15<>\"\",Eventograma_e_Quantitativos!AH15,\"\")","v":""},{"$f":"IF(Eventograma_e_Quantitativos!AI15<>\"\",Eventograma_e_Quantitativos!AI15,\"\")","v":""},{"$f":"IF(Eventograma_e_Quantitativos!AJ15<>\"\",Eventograma_e_Quantitativos!AJ15,\"\")","v":""},{"$f":"IF(Eventograma_e_Quantitativos!AK15<>\"\",Eventograma_e_Quantitativos!AK15,\"\")","v":""},{"$f":"IF(Eventograma_e_Quantitativos!AL15<>\"\",Eventograma_e_Quantitativos!AL15,\"\")","v":""},{"$f":"IF(Eventograma_e_Quantitativos!AM15<>\"\",Eventograma_e_Quantitativos!AM15,\"\")","v":""},{"$f":"IF(Eventograma_e_Quantitativos!AN15<>\"\",Eventograma_e_Quantitativos!AN15,\"\")","v":""},{"$f":"IF(Eventograma_e_Quantitativos!AO15<>\"\",Eventograma_e_Quantitativos!AO15,\"\")","v":""},{"$f":"IF(Eventograma_e_Quantitativos!AP15<>\"\",Eventograma_e_Quantitativos!AP15,\"\")","v":""},{"$f":"IF(Eventograma_e_Quantitativos!AQ15<>\"\",Eventograma_e_Quantitativos!AQ15,\"\")","v":""},{"$f":"IF(Eventograma_e_Quantitativos!AR15<>\"\",Eventograma_e_Quantitativos!AR15,\"\")","v":""},{"$f":"IF(Eventograma_e_Quantitativos!AS15<>\"\",Eventograma_e_Quantitativos!AS15,\"\")","v":""},{"$f":"IF(Eventograma_e_Quantitativos!AT15<>\"\",Eventograma_e_Quantitativos!AT15,\"\")","v":""},{"$f":"IF(Eventograma_e_Quantitativos!AU15<>\"\",Eventograma_e_Quantitativos!AU15,\"\")","v":""},{"$f":"IF(Eventograma_e_Quantitativos!AV15<>\"\",Eventograma_e_Quantitativos!AV15,\"\")","v":""},{"$f":"IF(Eventograma_e_Quantitativos!AW15<>\"\",Eventograma_e_Quantitativos!AW15,\"\")","v":""},{"$f":"IF(Eventograma_e_Quantitativos!AX15<>\"\",Eventograma_e_Quantitativos!AX15,\"\")","v":""},{"$f":"IF(Eventograma_e_Quantitativos!AY15<>\"\",Eventograma_e_Quantitativos!AY15,\"\")","v":""},{"$f":"IF(Eventograma_e_Quantitativos!AZ15<>\"\",Eventograma_e_Quantitativos!AZ15,\"\")","v":""},{"$f":"IF(Eventograma_e_Quantitativos!BA15<>\"\",Eventograma_e_Quantitativos!BA15,\"\")","v":""},{"$f":"IF(Eventograma_e_Quantitativos!BB15<>\"\",Eventograma_e_Quantitativos!BB15,\"\")","v":""},{"$f":"IF(Eventograma_e_Quantitativos!BC15<>\"\",Eventograma_e_Quantitativos!BC15,\"\")","v":""},{"$f":"IF(Eventograma_e_Quantitativos!BD15<>\"\",Eventograma_e_Quantitativos!BD15,\"\")","v":""},{"$f":"IF(Eventograma_e_Quantitativos!BE15<>\"\",Eventograma_e_Quantitativos!BE15,\"\")","v":""},{"$f":"IF(Eventograma_e_Quantitativos!BF15<>\"\",Eventograma_e_Quantitativos!BF15,\"\")","v":""},{"$f":"IF(Eventograma_e_Quantitativos!BG15<>\"\",Eventograma_e_Quantitativos!BG15,\"\")","v":""},{"$f":"IF(Eventograma_e_Quantitativos!BH15<>\"\",Eventograma_e_Quantitativos!BH15,\"\")","v":""},{"$f":"IF(Eventograma_e_Quantitativos!BI15<>\"\",Eventograma_e_Quantitativos!BI15,\"\")","v":""},{"$f":"IF(Eventograma_e_Quantitativos!BJ15<>\"\",Eventograma_e_Quantitativos!BJ15,\"\")","v":""},{"$f":"IF(Eventograma_e_Quantitativos!BK15<>\"\",Eventograma_e_Quantitativos!BK15,\"\")","v":""}]
[null,null,null,null,{"$f":"\"Valor \"&CHOOSE(Detalhamento.OpçãoServiços,\"de Investimento\",\"Executado\",\"A Executar\")&\": R$ \"&TEXT(SUMIF(OFFSET(Detalhamento,0,6),\"Evento\",OFFSET(Detalhamento,0,9)),\"#.#0,00\")","v":"Valor de Investimento: R$ 483.284,68"},null,null,null,null,"Total por Frente (R$):",null,{"$f":"CHOOSE(Detalhamento.OpçãoServiços,SUM(OFFSET(PreçoServiçoPorFrente,0,L15-1,,1)),SUM(OFFSET(PreçoServiçosPorFrente.Executados,0,L15-1,,1)),SUM(OFFSET(PreçoServiçoPorFrente,0,L15-1,,1))-SUM(OFFSET(PreçoServiçosPorFrente.Executados,0,L15-1,,1)))","v":151680.57},117663.31,100269.74,113671.06,0,0,0,0,0,0,0,0,0,0,0,0,0,0,0,0,0,0,0,0,0,0,0,0,0,0,0,0,{"$f":"CHOOSE(Detalhamento.OpçãoServiços,SUM(OFFSET(PreçoServiçoPorFrente,0,AR15-1,,1)),SUM(OFFSET(PreçoServiçosPorFrente.Executados,0,AR15-1,,1)),SUM(OFFSET(PreçoServiçoPorFrente,0,AR15-1,,1))-SUM(OFFSET(PreçoServiçosPorFrente.Executados,0,AR15-1,,1)))","v":0},0,0,0,0,0,0,0,0,0,0,0,0,0,0,0,0,0]
[null,null,null,null,"Evento","Linha Orç","Item Orç","Título dos Eventos / Descrição Serviço","Unid.","Qtde.",null,1,2,3,4,5,6,7,8,9,10,11,12,13,14,15,16,17,18,19,20,21,22,23,24,25,26,27,28,29,30,31,32,33,34,35,36,37,38,39,40,41,42,43,44,45,46,47,48,49,50]
[null,2,null,null,10,null,3,4,5,8]
[1,{"$f":"OFFSET(LIorçamento,$A17-1,B$16,1,1)","v":"Nível"},null,null,{"$f":"OFFSET(LIorçamento,$A17-1,E$16,1,1)","v":""},{"$f":"CHOOSE($B$8,IF(OR(Nível=\"Serviço\",Nível=\"Evento\"),E17*10^4+IF(Nível<>\"Evento\",A17,0),0),IF(Nível<>\"Evento\",A17,0))","v":0},{"$f":"OFFSET(LIorçamento,$A17-1,G$16,1,1)","v":"1."},"COBERTURA E REVITALIZAÇÃO QUADRA BAIRRO REGINA",{"$f":"IF(OR(Nível=\"Serviço\",Nível=\"evento\"),OFFSET(LIorçamento,$A17-1,I$16,1,1),\"\")","v":""},{"$f":"IF(OR(Nível=\"Serviço\",Nível=\"evento\"),SUM(L17:BI17),\"\")","v":""},null,{"$f":"IF(L$13=\"\",0,CHOOSE(Detalhamento.OpçãoServiços,OFFSET(Import.PLQ,$A17-1,L$15-1,1,1),IF(ISNUMBER(INDEX(Import.PLE,Detalhamento!$E17,Detalhamento!L$15)),IF(INDEX(Import.PLE,Detalhamento!$E17,Detalhamento!L$15)<=mediçao,OFFSET(Import.PLQ,$A17-1,L$15-1,1,1),0),0),IF(ISNUMBER(INDEX(Import.PLE,Detalhamento!$E17,Detalhamento!L$15)),IF(INDEX(Import.PLE,Detalhamento!$E17,Detalhamento!L$15)<=mediçao,0,OFFSET(Import.PLQ,$A17-1,L$15-1,1,1)),OFFSET(Import.PLQ,$A17-1,L$15-1,1,1))))","v":0},{"$f":"IF(M$13=\"\",0,CHOOSE(Detalhamento.OpçãoServiços,OFFSET(Import.PLQ,$A17-1,M$15-1,1,1),IF(ISNUMBER(INDEX(Import.PLE,Detalhamento!$E17,Detalhamento!M$15)),IF(INDEX(Import.PLE,Detalhamento!$E17,Detalhamento!M$15)<=mediçao,OFFSET(Import.PLQ,$A17-1,M$15-1,1,1),0),0),IF(ISNUMBER(INDEX(Import.PLE,Detalhamento!$E17,Detalhamento!M$15)),IF(INDEX(Import.PLE,Detalhamento!$E17,Detalhamento!M$15)<=mediçao,0,OFFSET(Import.PLQ,$A17-1,M$15-1,1,1)),OFFSET(Import.PLQ,$A17-1,M$15-1,1,1))))","v":0},{"$f":"IF(N$13=\"\",0,CHOOSE(Detalhamento.OpçãoServiços,OFFSET(Import.PLQ,$A17-1,N$15-1,1,1),IF(ISNUMBER(INDEX(Import.PLE,Detalhamento!$E17,Detalhamento!N$15)),IF(INDEX(Import.PLE,Detalhamento!$E17,Detalhamento!N$15)<=mediçao,OFFSET(Import.PLQ,$A17-1,N$15-1,1,1),0),0),IF(ISNUMBER(INDEX(Import.PLE,Detalhamento!$E17,Detalhamento!N$15)),IF(INDEX(Import.PLE,Detalhamento!$E17,Detalhamento!N$15)<=mediçao,0,OFFSET(Import.PLQ,$A17-1,N$15-1,1,1)),OFFSET(Import.PLQ,$A17-1,N$15-1,1,1))))","v":0},{"$f":"IF(O$13=\"\",0,CHOOSE(Detalhamento.OpçãoServiços,OFFSET(Import.PLQ,$A17-1,O$15-1,1,1),IF(ISNUMBER(INDEX(Import.PLE,Detalhamento!$E17,Detalhamento!O$15)),IF(INDEX(Import.PLE,Detalhamento!$E17,Detalhamento!O$15)<=mediçao,OFFSET(Import.PLQ,$A17-1,O$15-1,1,1),0),0),IF(ISNUMBER(INDEX(Import.PLE,Detalhamento!$E17,Detalhamento!O$15)),IF(INDEX(Import.PLE,Detalhamento!$E17,Detalhamento!O$15)<=mediçao,0,OFFSET(Import.PLQ,$A17-1,O$15-1,1,1)),OFFSET(Import.PLQ,$A17-1,O$15-1,1,1))))","v":0},{"$f":"IF(P$13=\"\",0,CHOOSE(Detalhamento.OpçãoServiços,OFFSET(Import.PLQ,$A17-1,P$15-1,1,1),IF(ISNUMBER(INDEX(Import.PLE,Detalhamento!$E17,Detalhamento!P$15)),IF(INDEX(Import.PLE,Detalhamento!$E17,Detalhamento!P$15)<=mediçao,OFFSET(Import.PLQ,$A17-1,P$15-1,1,1),0),0),IF(ISNUMBER(INDEX(Import.PLE,Detalhamento!$E17,Detalhamento!P$15)),IF(INDEX(Import.PLE,Detalhamento!$E17,Detalhamento!P$15)<=mediçao,0,OFFSET(Import.PLQ,$A17-1,P$15-1,1,1)),OFFSET(Import.PLQ,$A17-1,P$15-1,1,1))))","v":0},{"$f":"IF(Q$13=\"\",0,CHOOSE(Detalhamento.OpçãoServiços,OFFSET(Import.PLQ,$A17-1,Q$15-1,1,1),IF(ISNUMBER(INDEX(Import.PLE,Detalhamento!$E17,Detalhamento!Q$15)),IF(INDEX(Import.PLE,Detalhamento!$E17,Detalhamento!Q$15)<=mediçao,OFFSET(Import.PLQ,$A17-1,Q$15-1,1,1),0),0),IF(ISNUMBER(INDEX(Import.PLE,Detalhamento!$E17,Detalhamento!Q$15)),IF(INDEX(Import.PLE,Detalhamento!$E17,Detalhamento!Q$15)<=mediçao,0,OFFSET(Import.PLQ,$A17-1,Q$15-1,1,1)),OFFSET(Import.PLQ,$A17-1,Q$15-1,1,1))))","v":0},{"$f":"IF(R$13=\"\",0,CHOOSE(Detalhamento.OpçãoServiços,OFFSET(Import.PLQ,$A17-1,R$15-1,1,1),IF(ISNUMBER(INDEX(Import.PLE,Detalhamento!$E17,Detalhamento!R$15)),IF(INDEX(Import.PLE,Detalhamento!$E17,Detalhamento!R$15)<=mediçao,OFFSET(Import.PLQ,$A17-1,R$15-1,1,1),0),0),IF(ISNUMBER(INDEX(Import.PLE,Detalhamento!$E17,Detalhamento!R$15)),IF(INDEX(Import.PLE,Detalhamento!$E17,Detalhamento!R$15)<=mediçao,0,OFFSET(Import.PLQ,$A17-1,R$15-1,1,1)),OFFSET(Import.PLQ,$A17-1,R$15-1,1,1))))","v":0},{"$f":"IF(S$13=\"\",0,CHOOSE(Detalhamento.OpçãoServiços,OFFSET(Import.PLQ,$A17-1,S$15-1,1,1),IF(ISNUMBER(INDEX(Import.PLE,Detalhamento!$E17,Detalhamento!S$15)),IF(INDEX(Import.PLE,Detalhamento!$E17,Detalhamento!S$15)<=mediçao,OFFSET(Import.PLQ,$A17-1,S$15-1,1,1),0),0),IF(ISNUMBER(INDEX(Import.PLE,Detalhamento!$E17,Detalhamento!S$15)),IF(INDEX(Import.PLE,Detalhamento!$E17,Detalhamento!S$15)<=mediçao,0,OFFSET(Import.PLQ,$A17-1,S$15-1,1,1)),OFFSET(Import.PLQ,$A17-1,S$15-1,1,1))))","v":0},{"$f":"IF(T$13=\"\",0,CHOOSE(Detalhamento.OpçãoServiços,OFFSET(Import.PLQ,$A17-1,T$15-1,1,1),IF(ISNUMBER(INDEX(Import.PLE,Detalhamento!$E17,Detalhamento!T$15)),IF(INDEX(Import.PLE,Detalhamento!$E17,Detalhamento!T$15)<=mediçao,OFFSET(Import.PLQ,$A17-1,T$15-1,1,1),0),0),IF(ISNUMBER(INDEX(Import.PLE,Detalhamento!$E17,Detalhamento!T$15)),IF(INDEX(Import.PLE,Detalhamento!$E17,Detalhamento!T$15)<=mediçao,0,OFFSET(Import.PLQ,$A17-1,T$15-1,1,1)),OFFSET(Import.PLQ,$A17-1,T$15-1,1,1))))","v":0},{"$f":"IF(U$13=\"\",0,CHOOSE(Detalhamento.OpçãoServiços,OFFSET(Import.PLQ,$A17-1,U$15-1,1,1),IF(ISNUMBER(INDEX(Import.PLE,Detalhamento!$E17,Detalhamento!U$15)),IF(INDEX(Import.PLE,Detalhamento!$E17,Detalhamento!U$15)<=mediçao,OFFSET(Import.PLQ,$A17-1,U$15-1,1,1),0),0),IF(ISNUMBER(INDEX(Import.PLE,Detalhamento!$E17,Detalhamento!U$15)),IF(INDEX(Import.PLE,Detalhamento!$E17,Detalhamento!U$15)<=mediçao,0,OFFSET(Import.PLQ,$A17-1,U$15-1,1,1)),OFFSET(Import.PLQ,$A17-1,U$15-1,1,1))))","v":0},{"$f":"IF(V$13=\"\",0,CHOOSE(Detalhamento.OpçãoServiços,OFFSET(Import.PLQ,$A17-1,V$15-1,1,1),IF(ISNUMBER(INDEX(Import.PLE,Detalhamento!$E17,Detalhamento!V$15)),IF(INDEX(Import.PLE,Detalhamento!$E17,Detalhamento!V$15)<=mediçao,OFFSET(Import.PLQ,$A17-1,V$15-1,1,1),0),0),IF(ISNUMBER(INDEX(Import.PLE,Detalhamento!$E17,Detalhamento!V$15)),IF(INDEX(Import.PLE,Detalhamento!$E17,Detalhamento!V$15)<=mediçao,0,OFFSET(Import.PLQ,$A17-1,V$15-1,1,1)),OFFSET(Import.PLQ,$A17-1,V$15-1,1,1))))","v":0},{"$f":"IF(W$13=\"\",0,CHOOSE(Detalhamento.OpçãoServiços,OFFSET(Import.PLQ,$A17-1,W$15-1,1,1),IF(ISNUMBER(INDEX(Import.PLE,Detalhamento!$E17,Detalhamento!W$15)),IF(INDEX(Import.PLE,Detalhamento!$E17,Detalhamento!W$15)<=mediçao,OFFSET(Import.PLQ,$A17-1,W$15-1,1,1),0),0),IF(ISNUMBER(INDEX(Import.PLE,Detalhamento!$E17,Detalhamento!W$15)),IF(INDEX(Import.PLE,Detalhamento!$E17,Detalhamento!W$15)<=mediçao,0,OFFSET(Import.PLQ,$A17-1,W$15-1,1,1)),OFFSET(Import.PLQ,$A17-1,W$15-1,1,1))))","v":0},{"$f":"IF(X$13=\"\",0,CHOOSE(Detalhamento.OpçãoServiços,OFFSET(Import.PLQ,$A17-1,X$15-1,1,1),IF(ISNUMBER(INDEX(Import.PLE,Detalhamento!$E17,Detalhamento!X$15)),IF(INDEX(Import.PLE,Detalhamento!$E17,Detalhamento!X$15)<=mediçao,OFFSET(Import.PLQ,$A17-1,X$15-1,1,1),0),0),IF(ISNUMBER(INDEX(Import.PLE,Detalhamento!$E17,Detalhamento!X$15)),IF(INDEX(Import.PLE,Detalhamento!$E17,Detalhamento!X$15)<=mediçao,0,OFFSET(Import.PLQ,$A17-1,X$15-1,1,1)),OFFSET(Import.PLQ,$A17-1,X$15-1,1,1))))","v":0},{"$f":"IF(Y$13=\"\",0,CHOOSE(Detalhamento.OpçãoServiços,OFFSET(Import.PLQ,$A17-1,Y$15-1,1,1),IF(ISNUMBER(INDEX(Import.PLE,Detalhamento!$E17,Detalhamento!Y$15)),IF(INDEX(Import.PLE,Detalhamento!$E17,Detalhamento!Y$15)<=mediçao,OFFSET(Import.PLQ,$A17-1,Y$15-1,1,1),0),0),IF(ISNUMBER(INDEX(Import.PLE,Detalhamento!$E17,Detalhamento!Y$15)),IF(INDEX(Import.PLE,Detalhamento!$E17,Detalhamento!Y$15)<=mediçao,0,OFFSET(Import.PLQ,$A17-1,Y$15-1,1,1)),OFFSET(Import.PLQ,$A17-1,Y$15-1,1,1))))","v":0},{"$f":"IF(Z$13=\"\",0,CHOOSE(Detalhamento.OpçãoServiços,OFFSET(Import.PLQ,$A17-1,Z$15-1,1,1),IF(ISNUMBER(INDEX(Import.PLE,Detalhamento!$E17,Detalhamento!Z$15)),IF(INDEX(Import.PLE,Detalhamento!$E17,Detalhamento!Z$15)<=mediçao,OFFSET(Import.PLQ,$A17-1,Z$15-1,1,1),0),0),IF(ISNUMBER(INDEX(Import.PLE,Detalhamento!$E17,Detalhamento!Z$15)),IF(INDEX(Import.PLE,Detalhamento!$E17,Detalhamento!Z$15)<=mediçao,0,OFFSET(Import.PLQ,$A17-1,Z$15-1,1,1)),OFFSET(Import.PLQ,$A17-1,Z$15-1,1,1))))","v":0},{"$f":"IF(AA$13=\"\",0,CHOOSE(Detalhamento.OpçãoServiços,OFFSET(Import.PLQ,$A17-1,AA$15-1,1,1),IF(ISNUMBER(INDEX(Import.PLE,Detalhamento!$E17,Detalhamento!AA$15)),IF(INDEX(Import.PLE,Detalhamento!$E17,Detalhamento!AA$15)<=mediçao,OFFSET(Import.PLQ,$A17-1,AA$15-1,1,1),0),0),IF(ISNUMBER(INDEX(Import.PLE,Detalhamento!$E17,Detalhamento!AA$15)),IF(INDEX(Import.PLE,Detalhamento!$E17,Detalhamento!AA$15)<=mediçao,0,OFFSET(Import.PLQ,$A17-1,AA$15-1,1,1)),OFFSET(Import.PLQ,$A17-1,AA$15-1,1,1))))","v":0},{"$f":"IF(AB$13=\"\",0,CHOOSE(Detalhamento.OpçãoServiços,OFFSET(Import.PLQ,$A17-1,AB$15-1,1,1),IF(ISNUMBER(INDEX(Import.PLE,Detalhamento!$E17,Detalhamento!AB$15)),IF(INDEX(Import.PLE,Detalhamento!$E17,Detalhamento!AB$15)<=mediçao,OFFSET(Import.PLQ,$A17-1,AB$15-1,1,1),0),0),IF(ISNUMBER(INDEX(Import.PLE,Detalhamento!$E17,Detalhamento!AB$15)),IF(INDEX(Import.PLE,Detalhamento!$E17,Detalhamento!AB$15)<=mediçao,0,OFFSET(Import.PLQ,$A17-1,AB$15-1,1,1)),OFFSET(Import.PLQ,$A17-1,AB$15-1,1,1))))","v":0},{"$f":"IF(AC$13=\"\",0,CHOOSE(Detalhamento.OpçãoServiços,OFFSET(Import.PLQ,$A17-1,AC$15-1,1,1),IF(ISNUMBER(INDEX(Import.PLE,Detalhamento!$E17,Detalhamento!AC$15)),IF(INDEX(Import.PLE,Detalhamento!$E17,Detalhamento!AC$15)<=mediçao,OFFSET(Import.PLQ,$A17-1,AC$15-1,1,1),0),0),IF(ISNUMBER(INDEX(Import.PLE,Detalhamento!$E17,Detalhamento!AC$15)),IF(INDEX(Import.PLE,Detalhamento!$E17,Detalhamento!AC$15)<=mediçao,0,OFFSET(Import.PLQ,$A17-1,AC$15-1,1,1)),OFFSET(Import.PLQ,$A17-1,AC$15-1,1,1))))","v":0},{"$f":"IF(AD$13=\"\",0,CHOOSE(Detalhamento.OpçãoServiços,OFFSET(Import.PLQ,$A17-1,AD$15-1,1,1),IF(ISNUMBER(INDEX(Import.PLE,Detalhamento!$E17,Detalhamento!AD$15)),IF(INDEX(Import.PLE,Detalhamento!$E17,Detalhamento!AD$15)<=mediçao,OFFSET(Import.PLQ,$A17-1,AD$15-1,1,1),0),0),IF(ISNUMBER(INDEX(Import.PLE,Detalhamento!$E17,Detalhamento!AD$15)),IF(INDEX(Import.PLE,Detalhamento!$E17,Detalhamento!AD$15)<=mediçao,0,OFFSET(Import.PLQ,$A17-1,AD$15-1,1,1)),OFFSET(Import.PLQ,$A17-1,AD$15-1,1,1))))","v":0},{"$f":"IF(AE$13=\"\",0,CHOOSE(Detalhamento.OpçãoServiços,OFFSET(Import.PLQ,$A17-1,AE$15-1,1,1),IF(ISNUMBER(INDEX(Import.PLE,Detalhamento!$E17,Detalhamento!AE$15)),IF(INDEX(Import.PLE,Detalhamento!$E17,Detalhamento!AE$15)<=mediçao,OFFSET(Import.PLQ,$A17-1,AE$15-1,1,1),0),0),IF(ISNUMBER(INDEX(Import.PLE,Detalhamento!$E17,Detalhamento!AE$15)),IF(INDEX(Import.PLE,Detalhamento!$E17,Detalhamento!AE$15)<=mediçao,0,OFFSET(Import.PLQ,$A17-1,AE$15-1,1,1)),OFFSET(Import.PLQ,$A17-1,AE$15-1,1,1))))","v":0},{"$f":"IF(AF$13=\"\",0,CHOOSE(Detalhamento.OpçãoServiços,OFFSET(Import.PLQ,$A17-1,AF$15-1,1,1),IF(ISNUMBER(INDEX(Import.PLE,Detalhamento!$E17,Detalhamento!AF$15)),IF(INDEX(Import.PLE,Detalhamento!$E17,Detalhamento!AF$15)<=mediçao,OFFSET(Import.PLQ,$A17-1,AF$15-1,1,1),0),0),IF(ISNUMBER(INDEX(Import.PLE,Detalhamento!$E17,Detalhamento!AF$15)),IF(INDEX(Import.PLE,Detalhamento!$E17,Detalhamento!AF$15)<=mediçao,0,OFFSET(Import.PLQ,$A17-1,AF$15-1,1,1)),OFFSET(Import.PLQ,$A17-1,AF$15-1,1,1))))","v":0},{"$f":"IF(AG$13=\"\",0,CHOOSE(Detalhamento.OpçãoServiços,OFFSET(Import.PLQ,$A17-1,AG$15-1,1,1),IF(ISNUMBER(INDEX(Import.PLE,Detalhamento!$E17,Detalhamento!AG$15)),IF(INDEX(Import.PLE,Detalhamento!$E17,Detalhamento!AG$15)<=mediçao,OFFSET(Import.PLQ,$A17-1,AG$15-1,1,1),0),0),IF(ISNUMBER(INDEX(Import.PLE,Detalhamento!$E17,Detalhamento!AG$15)),IF(INDEX(Import.PLE,Detalhamento!$E17,Detalhamento!AG$15)<=mediçao,0,OFFSET(Import.PLQ,$A17-1,AG$15-1,1,1)),OFFSET(Import.PLQ,$A17-1,AG$15-1,1,1))))","v":0},{"$f":"IF(AH$13=\"\",0,CHOOSE(Detalhamento.OpçãoServiços,OFFSET(Import.PLQ,$A17-1,AH$15-1,1,1),IF(ISNUMBER(INDEX(Import.PLE,Detalhamento!$E17,Detalhamento!AH$15)),IF(INDEX(Import.PLE,Detalhamento!$E17,Detalhamento!AH$15)<=mediçao,OFFSET(Import.PLQ,$A17-1,AH$15-1,1,1),0),0),IF(ISNUMBER(INDEX(Import.PLE,Detalhamento!$E17,Detalhamento!AH$15)),IF(INDEX(Import.PLE,Detalhamento!$E17,Detalhamento!AH$15)<=mediçao,0,OFFSET(Import.PLQ,$A17-1,AH$15-1,1,1)),OFFSET(Import.PLQ,$A17-1,AH$15-1,1,1))))","v":0},{"$f":"IF(AI$13=\"\",0,CHOOSE(Detalhamento.OpçãoServiços,OFFSET(Import.PLQ,$A17-1,AI$15-1,1,1),IF(ISNUMBER(INDEX(Import.PLE,Detalhamento!$E17,Detalhamento!AI$15)),IF(INDEX(Import.PLE,Detalhamento!$E17,Detalhamento!AI$15)<=mediçao,OFFSET(Import.PLQ,$A17-1,AI$15-1,1,1),0),0),IF(ISNUMBER(INDEX(Import.PLE,Detalhamento!$E17,Detalhamento!AI$15)),IF(INDEX(Import.PLE,Detalhamento!$E17,Detalhamento!AI$15)<=mediçao,0,OFFSET(Import.PLQ,$A17-1,AI$15-1,1,1)),OFFSET(Import.PLQ,$A17-1,AI$15-1,1,1))))","v":0},{"$f":"IF(AJ$13=\"\",0,CHOOSE(Detalhamento.OpçãoServiços,OFFSET(Import.PLQ,$A17-1,AJ$15-1,1,1),IF(ISNUMBER(INDEX(Import.PLE,Detalhamento!$E17,Detalhamento!AJ$15)),IF(INDEX(Import.PLE,Detalhamento!$E17,Detalhamento!AJ$15)<=mediçao,OFFSET(Import.PLQ,$A17-1,AJ$15-1,1,1),0),0),IF(ISNUMBER(INDEX(Import.PLE,Detalhamento!$E17,Detalhamento!AJ$15)),IF(INDEX(Import.PLE,Detalhamento!$E17,Detalhamento!AJ$15)<=mediçao,0,OFFSET(Import.PLQ,$A17-1,AJ$15-1,1,1)),OFFSET(Import.PLQ,$A17-1,AJ$15-1,1,1))))","v":0},{"$f":"IF(AK$13=\"\",0,CHOOSE(Detalhamento.OpçãoServiços,OFFSET(Import.PLQ,$A17-1,AK$15-1,1,1),IF(ISNUMBER(INDEX(Import.PLE,Detalhamento!$E17,Detalhamento!AK$15)),IF(INDEX(Import.PLE,Detalhamento!$E17,Detalhamento!AK$15)<=mediçao,OFFSET(Import.PLQ,$A17-1,AK$15-1,1,1),0),0),IF(ISNUMBER(INDEX(Import.PLE,Detalhamento!$E17,Detalhamento!AK$15)),IF(INDEX(Import.PLE,Detalhamento!$E17,Detalhamento!AK$15)<=mediçao,0,OFFSET(Import.PLQ,$A17-1,AK$15-1,1,1)),OFFSET(Import.PLQ,$A17-1,AK$15-1,1,1))))","v":0},{"$f":"IF(AL$13=\"\",0,CHOOSE(Detalhamento.OpçãoServiços,OFFSET(Import.PLQ,$A17-1,AL$15-1,1,1),IF(ISNUMBER(INDEX(Import.PLE,Detalhamento!$E17,Detalhamento!AL$15)),IF(INDEX(Import.PLE,Detalhamento!$E17,Detalhamento!AL$15)<=mediçao,OFFSET(Import.PLQ,$A17-1,AL$15-1,1,1),0),0),IF(ISNUMBER(INDEX(Import.PLE,Detalhamento!$E17,Detalhamento!AL$15)),IF(INDEX(Import.PLE,Detalhamento!$E17,Detalhamento!AL$15)<=mediçao,0,OFFSET(Import.PLQ,$A17-1,AL$15-1,1,1)),OFFSET(Import.PLQ,$A17-1,AL$15-1,1,1))))","v":0},{"$f":"IF(AM$13=\"\",0,CHOOSE(Detalhamento.OpçãoServiços,OFFSET(Import.PLQ,$A17-1,AM$15-1,1,1),IF(ISNUMBER(INDEX(Import.PLE,Detalhamento!$E17,Detalhamento!AM$15)),IF(INDEX(Import.PLE,Detalhamento!$E17,Detalhamento!AM$15)<=mediçao,OFFSET(Import.PLQ,$A17-1,AM$15-1,1,1),0),0),IF(ISNUMBER(INDEX(Import.PLE,Detalhamento!$E17,Detalhamento!AM$15)),IF(INDEX(Import.PLE,Detalhamento!$E17,Detalhamento!AM$15)<=mediçao,0,OFFSET(Import.PLQ,$A17-1,AM$15-1,1,1)),OFFSET(Import.PLQ,$A17-1,AM$15-1,1,1))))","v":0},{"$f":"IF(AN$13=\"\",0,CHOOSE(Detalhamento.OpçãoServiços,OFFSET(Import.PLQ,$A17-1,AN$15-1,1,1),IF(ISNUMBER(INDEX(Import.PLE,Detalhamento!$E17,Detalhamento!AN$15)),IF(INDEX(Import.PLE,Detalhamento!$E17,Detalhamento!AN$15)<=mediçao,OFFSET(Import.PLQ,$A17-1,AN$15-1,1,1),0),0),IF(ISNUMBER(INDEX(Import.PLE,Detalhamento!$E17,Detalhamento!AN$15)),IF(INDEX(Import.PLE,Detalhamento!$E17,Detalhamento!AN$15)<=mediçao,0,OFFSET(Import.PLQ,$A17-1,AN$15-1,1,1)),OFFSET(Import.PLQ,$A17-1,AN$15-1,1,1))))","v":0},{"$f":"IF(AO$13=\"\",0,CHOOSE(Detalhamento.OpçãoServiços,OFFSET(Import.PLQ,$A17-1,AO$15-1,1,1),IF(ISNUMBER(INDEX(Import.PLE,Detalhamento!$E17,Detalhamento!AO$15)),IF(INDEX(Import.PLE,Detalhamento!$E17,Detalhamento!AO$15)<=mediçao,OFFSET(Import.PLQ,$A17-1,AO$15-1,1,1),0),0),IF(ISNUMBER(INDEX(Import.PLE,Detalhamento!$E17,Detalhamento!AO$15)),IF(INDEX(Import.PLE,Detalhamento!$E17,Detalhamento!AO$15)<=mediçao,0,OFFSET(Import.PLQ,$A17-1,AO$15-1,1,1)),OFFSET(Import.PLQ,$A17-1,AO$15-1,1,1))))","v":0},{"$f":"IF(AP$13=\"\",0,CHOOSE(Detalhamento.OpçãoServiços,OFFSET(Import.PLQ,$A17-1,AP$15-1,1,1),IF(ISNUMBER(INDEX(Import.PLE,Detalhamento!$E17,Detalhamento!AP$15)),IF(INDEX(Import.PLE,Detalhamento!$E17,Detalhamento!AP$15)<=mediçao,OFFSET(Import.PLQ,$A17-1,AP$15-1,1,1),0),0),IF(ISNUMBER(INDEX(Import.PLE,Detalhamento!$E17,Detalhamento!AP$15)),IF(INDEX(Import.PLE,Detalhamento!$E17,Detalhamento!AP$15)<=mediçao,0,OFFSET(Import.PLQ,$A17-1,AP$15-1,1,1)),OFFSET(Import.PLQ,$A17-1,AP$15-1,1,1))))","v":0},{"$f":"IF(AQ$13=\"\",0,CHOOSE(Detalhamento.OpçãoServiços,OFFSET(Import.PLQ,$A17-1,AQ$15-1,1,1),IF(ISNUMBER(INDEX(Import.PLE,Detalhamento!$E17,Detalhamento!AQ$15)),IF(INDEX(Import.PLE,Detalhamento!$E17,Detalhamento!AQ$15)<=mediçao,OFFSET(Import.PLQ,$A17-1,AQ$15-1,1,1),0),0),IF(ISNUMBER(INDEX(Import.PLE,Detalhamento!$E17,Detalhamento!AQ$15)),IF(INDEX(Import.PLE,Detalhamento!$E17,Detalhamento!AQ$15)<=mediçao,0,OFFSET(Import.PLQ,$A17-1,AQ$15-1,1,1)),OFFSET(Import.PLQ,$A17-1,AQ$15-1,1,1))))","v":0},{"$f":"IF(AR$13=\"\",0,CHOOSE(Detalhamento.OpçãoServiços,OFFSET(Import.PLQ,$A17-1,AR$15-1,1,1),IF(ISNUMBER(INDEX(Import.PLE,Detalhamento!$E17,Detalhamento!AR$15)),IF(INDEX(Import.PLE,Detalhamento!$E17,Detalhamento!AR$15)<=mediçao,OFFSET(Import.PLQ,$A17-1,AR$15-1,1,1),0),0),IF(ISNUMBER(INDEX(Import.PLE,Detalhamento!$E17,Detalhamento!AR$15)),IF(INDEX(Import.PLE,Detalhamento!$E17,Detalhamento!AR$15)<=mediçao,0,OFFSET(Import.PLQ,$A17-1,AR$15-1,1,1)),OFFSET(Import.PLQ,$A17-1,AR$15-1,1,1))))","v":0},{"$f":"IF(AS$13=\"\",0,CHOOSE(Detalhamento.OpçãoServiços,OFFSET(Import.PLQ,$A17-1,AS$15-1,1,1),IF(ISNUMBER(INDEX(Import.PLE,Detalhamento!$E17,Detalhamento!AS$15)),IF(INDEX(Import.PLE,Detalhamento!$E17,Detalhamento!AS$15)<=mediçao,OFFSET(Import.PLQ,$A17-1,AS$15-1,1,1),0),0),IF(ISNUMBER(INDEX(Import.PLE,Detalhamento!$E17,Detalhamento!AS$15)),IF(INDEX(Import.PLE,Detalhamento!$E17,Detalhamento!AS$15)<=mediçao,0,OFFSET(Import.PLQ,$A17-1,AS$15-1,1,1)),OFFSET(Import.PLQ,$A17-1,AS$15-1,1,1))))","v":0},{"$f":"IF(AT$13=\"\",0,CHOOSE(Detalhamento.OpçãoServiços,OFFSET(Import.PLQ,$A17-1,AT$15-1,1,1),IF(ISNUMBER(INDEX(Import.PLE,Detalhamento!$E17,Detalhamento!AT$15)),IF(INDEX(Import.PLE,Detalhamento!$E17,Detalhamento!AT$15)<=mediçao,OFFSET(Import.PLQ,$A17-1,AT$15-1,1,1),0),0),IF(ISNUMBER(INDEX(Import.PLE,Detalhamento!$E17,Detalhamento!AT$15)),IF(INDEX(Import.PLE,Detalhamento!$E17,Detalhamento!AT$15)<=mediçao,0,OFFSET(Import.PLQ,$A17-1,AT$15-1,1,1)),OFFSET(Import.PLQ,$A17-1,AT$15-1,1,1))))","v":0},{"$f":"IF(AU$13=\"\",0,CHOOSE(Detalhamento.OpçãoServiços,OFFSET(Import.PLQ,$A17-1,AU$15-1,1,1),IF(ISNUMBER(INDEX(Import.PLE,Detalhamento!$E17,Detalhamento!AU$15)),IF(INDEX(Import.PLE,Detalhamento!$E17,Detalhamento!AU$15)<=mediçao,OFFSET(Import.PLQ,$A17-1,AU$15-1,1,1),0),0),IF(ISNUMBER(INDEX(Import.PLE,Detalhamento!$E17,Detalhamento!AU$15)),IF(INDEX(Import.PLE,Detalhamento!$E17,Detalhamento!AU$15)<=mediçao,0,OFFSET(Import.PLQ,$A17-1,AU$15-1,1,1)),OFFSET(Import.PLQ,$A17-1,AU$15-1,1,1))))","v":0},{"$f":"IF(AV$13=\"\",0,CHOOSE(Detalhamento.OpçãoServiços,OFFSET(Import.PLQ,$A17-1,AV$15-1,1,1),IF(ISNUMBER(INDEX(Import.PLE,Detalhamento!$E17,Detalhamento!AV$15)),IF(INDEX(Import.PLE,Detalhamento!$E17,Detalhamento!AV$15)<=mediçao,OFFSET(Import.PLQ,$A17-1,AV$15-1,1,1),0),0),IF(ISNUMBER(INDEX(Import.PLE,Detalhamento!$E17,Detalhamento!AV$15)),IF(INDEX(Import.PLE,Detalhamento!$E17,Detalhamento!AV$15)<=mediçao,0,OFFSET(Import.PLQ,$A17-1,AV$15-1,1,1)),OFFSET(Import.PLQ,$A17-1,AV$15-1,1,1))))","v":0},{"$f":"IF(AW$13=\"\",0,CHOOSE(Detalhamento.OpçãoServiços,OFFSET(Import.PLQ,$A17-1,AW$15-1,1,1),IF(ISNUMBER(INDEX(Import.PLE,Detalhamento!$E17,Detalhamento!AW$15)),IF(INDEX(Import.PLE,Detalhamento!$E17,Detalhamento!AW$15)<=mediçao,OFFSET(Import.PLQ,$A17-1,AW$15-1,1,1),0),0),IF(ISNUMBER(INDEX(Import.PLE,Detalhamento!$E17,Detalhamento!AW$15)),IF(INDEX(Import.PLE,Detalhamento!$E17,Detalhamento!AW$15)<=mediçao,0,OFFSET(Import.PLQ,$A17-1,AW$15-1,1,1)),OFFSET(Import.PLQ,$A17-1,AW$15-1,1,1))))","v":0},{"$f":"IF(AX$13=\"\",0,CHOOSE(Detalhamento.OpçãoServiços,OFFSET(Import.PLQ,$A17-1,AX$15-1,1,1),IF(ISNUMBER(INDEX(Import.PLE,Detalhamento!$E17,Detalhamento!AX$15)),IF(INDEX(Import.PLE,Detalhamento!$E17,Detalhamento!AX$15)<=mediçao,OFFSET(Import.PLQ,$A17-1,AX$15-1,1,1),0),0),IF(ISNUMBER(INDEX(Import.PLE,Detalhamento!$E17,Detalhamento!AX$15)),IF(INDEX(Import.PLE,Detalhamento!$E17,Detalhamento!AX$15)<=mediçao,0,OFFSET(Import.PLQ,$A17-1,AX$15-1,1,1)),OFFSET(Import.PLQ,$A17-1,AX$15-1,1,1))))","v":0},{"$f":"IF(AY$13=\"\",0,CHOOSE(Detalhamento.OpçãoServiços,OFFSET(Import.PLQ,$A17-1,AY$15-1,1,1),IF(ISNUMBER(INDEX(Import.PLE,Detalhamento!$E17,Detalhamento!AY$15)),IF(INDEX(Import.PLE,Detalhamento!$E17,Detalhamento!AY$15)<=mediçao,OFFSET(Import.PLQ,$A17-1,AY$15-1,1,1),0),0),IF(ISNUMBER(INDEX(Import.PLE,Detalhamento!$E17,Detalhamento!AY$15)),IF(INDEX(Import.PLE,Detalhamento!$E17,Detalhamento!AY$15)<=mediçao,0,OFFSET(Import.PLQ,$A17-1,AY$15-1,1,1)),OFFSET(Import.PLQ,$A17-1,AY$15-1,1,1))))","v":0},{"$f":"IF(AZ$13=\"\",0,CHOOSE(Detalhamento.OpçãoServiços,OFFSET(Import.PLQ,$A17-1,AZ$15-1,1,1),IF(ISNUMBER(INDEX(Import.PLE,Detalhamento!$E17,Detalhamento!AZ$15)),IF(INDEX(Import.PLE,Detalhamento!$E17,Detalhamento!AZ$15)<=mediçao,OFFSET(Import.PLQ,$A17-1,AZ$15-1,1,1),0),0),IF(ISNUMBER(INDEX(Import.PLE,Detalhamento!$E17,Detalhamento!AZ$15)),IF(INDEX(Import.PLE,Detalhamento!$E17,Detalhamento!AZ$15)<=mediçao,0,OFFSET(Import.PLQ,$A17-1,AZ$15-1,1,1)),OFFSET(Import.PLQ,$A17-1,AZ$15-1,1,1))))","v":0},{"$f":"IF(BA$13=\"\",0,CHOOSE(Detalhamento.OpçãoServiços,OFFSET(Import.PLQ,$A17-1,BA$15-1,1,1),IF(ISNUMBER(INDEX(Import.PLE,Detalhamento!$E17,Detalhamento!BA$15)),IF(INDEX(Import.PLE,Detalhamento!$E17,Detalhamento!BA$15)<=mediçao,OFFSET(Import.PLQ,$A17-1,BA$15-1,1,1),0),0),IF(ISNUMBER(INDEX(Import.PLE,Detalhamento!$E17,Detalhamento!BA$15)),IF(INDEX(Import.PLE,Detalhamento!$E17,Detalhamento!BA$15)<=mediçao,0,OFFSET(Import.PLQ,$A17-1,BA$15-1,1,1)),OFFSET(Import.PLQ,$A17-1,BA$15-1,1,1))))","v":0},{"$f":"IF(BB$13=\"\",0,CHOOSE(Detalhamento.OpçãoServiços,OFFSET(Import.PLQ,$A17-1,BB$15-1,1,1),IF(ISNUMBER(INDEX(Import.PLE,Detalhamento!$E17,Detalhamento!BB$15)),IF(INDEX(Import.PLE,Detalhamento!$E17,Detalhamento!BB$15)<=mediçao,OFFSET(Import.PLQ,$A17-1,BB$15-1,1,1),0),0),IF(ISNUMBER(INDEX(Import.PLE,Detalhamento!$E17,Detalhamento!BB$15)),IF(INDEX(Import.PLE,Detalhamento!$E17,Detalhamento!BB$15)<=mediçao,0,OFFSET(Import.PLQ,$A17-1,BB$15-1,1,1)),OFFSET(Import.PLQ,$A17-1,BB$15-1,1,1))))","v":0},{"$f":"IF(BC$13=\"\",0,CHOOSE(Detalhamento.OpçãoServiços,OFFSET(Import.PLQ,$A17-1,BC$15-1,1,1),IF(ISNUMBER(INDEX(Import.PLE,Detalhamento!$E17,Detalhamento!BC$15)),IF(INDEX(Import.PLE,Detalhamento!$E17,Detalhamento!BC$15)<=mediçao,OFFSET(Import.PLQ,$A17-1,BC$15-1,1,1),0),0),IF(ISNUMBER(INDEX(Import.PLE,Detalhamento!$E17,Detalhamento!BC$15)),IF(INDEX(Import.PLE,Detalhamento!$E17,Detalhamento!BC$15)<=mediçao,0,OFFSET(Import.PLQ,$A17-1,BC$15-1,1,1)),OFFSET(Import.PLQ,$A17-1,BC$15-1,1,1))))","v":0},{"$f":"IF(BD$13=\"\",0,CHOOSE(Detalhamento.OpçãoServiços,OFFSET(Import.PLQ,$A17-1,BD$15-1,1,1),IF(ISNUMBER(INDEX(Import.PLE,Detalhamento!$E17,Detalhamento!BD$15)),IF(INDEX(Import.PLE,Detalhamento!$E17,Detalhamento!BD$15)<=mediçao,OFFSET(Import.PLQ,$A17-1,BD$15-1,1,1),0),0),IF(ISNUMBER(INDEX(Import.PLE,Detalhamento!$E17,Detalhamento!BD$15)),IF(INDEX(Import.PLE,Detalhamento!$E17,Detalhamento!BD$15)<=mediçao,0,OFFSET(Import.PLQ,$A17-1,BD$15-1,1,1)),OFFSET(Import.PLQ,$A17-1,BD$15-1,1,1))))","v":0},{"$f":"IF(BE$13=\"\",0,CHOOSE(Detalhamento.OpçãoServiços,OFFSET(Import.PLQ,$A17-1,BE$15-1,1,1),IF(ISNUMBER(INDEX(Import.PLE,Detalhamento!$E17,Detalhamento!BE$15)),IF(INDEX(Import.PLE,Detalhamento!$E17,Detalhamento!BE$15)<=mediçao,OFFSET(Import.PLQ,$A17-1,BE$15-1,1,1),0),0),IF(ISNUMBER(INDEX(Import.PLE,Detalhamento!$E17,Detalhamento!BE$15)),IF(INDEX(Import.PLE,Detalhamento!$E17,Detalhamento!BE$15)<=mediçao,0,OFFSET(Import.PLQ,$A17-1,BE$15-1,1,1)),OFFSET(Import.PLQ,$A17-1,BE$15-1,1,1))))","v":0},{"$f":"IF(BF$13=\"\",0,CHOOSE(Detalhamento.OpçãoServiços,OFFSET(Import.PLQ,$A17-1,BF$15-1,1,1),IF(ISNUMBER(INDEX(Import.PLE,Detalhamento!$E17,Detalhamento!BF$15)),IF(INDEX(Import.PLE,Detalhamento!$E17,Detalhamento!BF$15)<=mediçao,OFFSET(Import.PLQ,$A17-1,BF$15-1,1,1),0),0),IF(ISNUMBER(INDEX(Import.PLE,Detalhamento!$E17,Detalhamento!BF$15)),IF(INDEX(Import.PLE,Detalhamento!$E17,Detalhamento!BF$15)<=mediçao,0,OFFSET(Import.PLQ,$A17-1,BF$15-1,1,1)),OFFSET(Import.PLQ,$A17-1,BF$15-1,1,1))))","v":0},{"$f":"IF(BG$13=\"\",0,CHOOSE(Detalhamento.OpçãoServiços,OFFSET(Import.PLQ,$A17-1,BG$15-1,1,1),IF(ISNUMBER(INDEX(Import.PLE,Detalhamento!$E17,Detalhamento!BG$15)),IF(INDEX(Import.PLE,Detalhamento!$E17,Detalhamento!BG$15)<=mediçao,OFFSET(Import.PLQ,$A17-1,BG$15-1,1,1),0),0),IF(ISNUMBER(INDEX(Import.PLE,Detalhamento!$E17,Detalhamento!BG$15)),IF(INDEX(Import.PLE,Detalhamento!$E17,Detalhamento!BG$15)<=mediçao,0,OFFSET(Import.PLQ,$A17-1,BG$15-1,1,1)),OFFSET(Import.PLQ,$A17-1,BG$15-1,1,1))))","v":0},{"$f":"IF(BH$13=\"\",0,CHOOSE(Detalhamento.OpçãoServiços,OFFSET(Import.PLQ,$A17-1,BH$15-1,1,1),IF(ISNUMBER(INDEX(Import.PLE,Detalhamento!$E17,Detalhamento!BH$15)),IF(INDEX(Import.PLE,Detalhamento!$E17,Detalhamento!BH$15)<=mediçao,OFFSET(Import.PLQ,$A17-1,BH$15-1,1,1),0),0),IF(ISNUMBER(INDEX(Import.PLE,Detalhamento!$E17,Detalhamento!BH$15)),IF(INDEX(Import.PLE,Detalhamento!$E17,Detalhamento!BH$15)<=mediçao,0,OFFSET(Import.PLQ,$A17-1,BH$15-1,1,1)),OFFSET(Import.PLQ,$A17-1,BH$15-1,1,1))))","v":0},{"$f":"IF(BI$13=\"\",0,CHOOSE(Detalhamento.OpçãoServiços,OFFSET(Import.PLQ,$A17-1,BI$15-1,1,1),IF(ISNUMBER(INDEX(Import.PLE,Detalhamento!$E17,Detalhamento!BI$15)),IF(INDEX(Import.PLE,Detalhamento!$E17,Detalhamento!BI$15)<=mediçao,OFFSET(Import.PLQ,$A17-1,BI$15-1,1,1),0),0),IF(ISNUMBER(INDEX(Import.PLE,Detalhamento!$E17,Detalhamento!BI$15)),IF(INDEX(Import.PLE,Detalhamento!$E17,Detalhamento!BI$15)<=mediçao,0,OFFSET(Import.PLQ,$A17-1,BI$15-1,1,1)),OFFSET(Import.PLQ,$A17-1,BI$15-1,1,1))))","v":0}]
[2,"Nível",null,null,"",0,"1.1.","SERVIÇOS INICIAIS","","",null,{"$f":"IF(L$13=\"\",0,CHOOSE(Detalhamento.OpçãoServiços,OFFSET(Import.PLQ,$A18-1,L$15-1,1,1),IF(ISNUMBER(INDEX(Import.PLE,Detalhamento!$E18,Detalhamento!L$15)),IF(INDEX(Import.PLE,Detalhamento!$E18,Detalhamento!L$15)<=mediçao,OFFSET(Import.PLQ,$A18-1,L$15-1,1,1),0),0),IF(ISNUMBER(INDEX(Import.PLE,Detalhamento!$E18,Detalhamento!L$15)),IF(INDEX(Import.PLE,Detalhamento!$E18,Detalhamento!L$15)<=mediçao,0,OFFSET(Import.PLQ,$A18-1,L$15-1,1,1)),OFFSET(Import.PLQ,$A18-1,L$15-1,1,1))))","v":0},{"$f":"IF(M$13=\"\",0,CHOOSE(Detalhamento.OpçãoServiços,OFFSET(Import.PLQ,$A18-1,M$15-1,1,1),IF(ISNUMBER(INDEX(Import.PLE,Detalhamento!$E18,Detalhamento!M$15)),IF(INDEX(Import.PLE,Detalhamento!$E18,Detalhamento!M$15)<=mediçao,OFFSET(Import.PLQ,$A18-1,M$15-1,1,1),0),0),IF(ISNUMBER(INDEX(Import.PLE,Detalhamento!$E18,Detalhamento!M$15)),IF(INDEX(Import.PLE,Detalhamento!$E18,Detalhamento!M$15)<=mediçao,0,OFFSET(Import.PLQ,$A18-1,M$15-1,1,1)),OFFSET(Import.PLQ,$A18-1,M$15-1,1,1))))","v":0},{"$f":"IF(N$13=\"\",0,CHOOSE(Detalhamento.OpçãoServiços,OFFSET(Import.PLQ,$A18-1,N$15-1,1,1),IF(ISNUMBER(INDEX(Import.PLE,Detalhamento!$E18,Detalhamento!N$15)),IF(INDEX(Import.PLE,Detalhamento!$E18,Detalhamento!N$15)<=mediçao,OFFSET(Import.PLQ,$A18-1,N$15-1,1,1),0),0),IF(ISNUMBER(INDEX(Import.PLE,Detalhamento!$E18,Detalhamento!N$15)),IF(INDEX(Import.PLE,Detalhamento!$E18,Detalhamento!N$15)<=mediçao,0,OFFSET(Import.PLQ,$A18-1,N$15-1,1,1)),OFFSET(Import.PLQ,$A18-1,N$15-1,1,1))))","v":0},{"$f":"IF(O$13=\"\",0,CHOOSE(Detalhamento.OpçãoServiços,OFFSET(Import.PLQ,$A18-1,O$15-1,1,1),IF(ISNUMBER(INDEX(Import.PLE,Detalhamento!$E18,Detalhamento!O$15)),IF(INDEX(Import.PLE,Detalhamento!$E18,Detalhamento!O$15)<=mediçao,OFFSET(Import.PLQ,$A18-1,O$15-1,1,1),0),0),IF(ISNUMBER(INDEX(Import.PLE,Detalhamento!$E18,Detalhamento!O$15)),IF(INDEX(Import.PLE,Detalhamento!$E18,Detalhamento!O$15)<=mediçao,0,OFFSET(Import.PLQ,$A18-1,O$15-1,1,1)),OFFSET(Import.PLQ,$A18-1,O$15-1,1,1))))","v":0},{"$f":"IF(P$13=\"\",0,CHOOSE(Detalhamento.OpçãoServiços,OFFSET(Import.PLQ,$A18-1,P$15-1,1,1),IF(ISNUMBER(INDEX(Import.PLE,Detalhamento!$E18,Detalhamento!P$15)),IF(INDEX(Import.PLE,Detalhamento!$E18,Detalhamento!P$15)<=mediçao,OFFSET(Import.PLQ,$A18-1,P$15-1,1,1),0),0),IF(ISNUMBER(INDEX(Import.PLE,Detalhamento!$E18,Detalhamento!P$15)),IF(INDEX(Import.PLE,Detalhamento!$E18,Detalhamento!P$15)<=mediçao,0,OFFSET(Import.PLQ,$A18-1,P$15-1,1,1)),OFFSET(Import.PLQ,$A18-1,P$15-1,1,1))))","v":0},{"$f":"IF(Q$13=\"\",0,CHOOSE(Detalhamento.OpçãoServiços,OFFSET(Import.PLQ,$A18-1,Q$15-1,1,1),IF(ISNUMBER(INDEX(Import.PLE,Detalhamento!$E18,Detalhamento!Q$15)),IF(INDEX(Import.PLE,Detalhamento!$E18,Detalhamento!Q$15)<=mediçao,OFFSET(Import.PLQ,$A18-1,Q$15-1,1,1),0),0),IF(ISNUMBER(INDEX(Import.PLE,Detalhamento!$E18,Detalhamento!Q$15)),IF(INDEX(Import.PLE,Detalhamento!$E18,Detalhamento!Q$15)<=mediçao,0,OFFSET(Import.PLQ,$A18-1,Q$15-1,1,1)),OFFSET(Import.PLQ,$A18-1,Q$15-1,1,1))))","v":0},{"$f":"IF(R$13=\"\",0,CHOOSE(Detalhamento.OpçãoServiços,OFFSET(Import.PLQ,$A18-1,R$15-1,1,1),IF(ISNUMBER(INDEX(Import.PLE,Detalhamento!$E18,Detalhamento!R$15)),IF(INDEX(Import.PLE,Detalhamento!$E18,Detalhamento!R$15)<=mediçao,OFFSET(Import.PLQ,$A18-1,R$15-1,1,1),0),0),IF(ISNUMBER(INDEX(Import.PLE,Detalhamento!$E18,Detalhamento!R$15)),IF(INDEX(Import.PLE,Detalhamento!$E18,Detalhamento!R$15)<=mediçao,0,OFFSET(Import.PLQ,$A18-1,R$15-1,1,1)),OFFSET(Import.PLQ,$A18-1,R$15-1,1,1))))","v":0},{"$f":"IF(S$13=\"\",0,CHOOSE(Detalhamento.OpçãoServiços,OFFSET(Import.PLQ,$A18-1,S$15-1,1,1),IF(ISNUMBER(INDEX(Import.PLE,Detalhamento!$E18,Detalhamento!S$15)),IF(INDEX(Import.PLE,Detalhamento!$E18,Detalhamento!S$15)<=mediçao,OFFSET(Import.PLQ,$A18-1,S$15-1,1,1),0),0),IF(ISNUMBER(INDEX(Import.PLE,Detalhamento!$E18,Detalhamento!S$15)),IF(INDEX(Import.PLE,Detalhamento!$E18,Detalhamento!S$15)<=mediçao,0,OFFSET(Import.PLQ,$A18-1,S$15-1,1,1)),OFFSET(Import.PLQ,$A18-1,S$15-1,1,1))))","v":0},{"$f":"IF(T$13=\"\",0,CHOOSE(Detalhamento.OpçãoServiços,OFFSET(Import.PLQ,$A18-1,T$15-1,1,1),IF(ISNUMBER(INDEX(Import.PLE,Detalhamento!$E18,Detalhamento!T$15)),IF(INDEX(Import.PLE,Detalhamento!$E18,Detalhamento!T$15)<=mediçao,OFFSET(Import.PLQ,$A18-1,T$15-1,1,1),0),0),IF(ISNUMBER(INDEX(Import.PLE,Detalhamento!$E18,Detalhamento!T$15)),IF(INDEX(Import.PLE,Detalhamento!$E18,Detalhamento!T$15)<=mediçao,0,OFFSET(Import.PLQ,$A18-1,T$15-1,1,1)),OFFSET(Import.PLQ,$A18-1,T$15-1,1,1))))","v":0},{"$f":"IF(U$13=\"\",0,CHOOSE(Detalhamento.OpçãoServiços,OFFSET(Import.PLQ,$A18-1,U$15-1,1,1),IF(ISNUMBER(INDEX(Import.PLE,Detalhamento!$E18,Detalhamento!U$15)),IF(INDEX(Import.PLE,Detalhamento!$E18,Detalhamento!U$15)<=mediçao,OFFSET(Import.PLQ,$A18-1,U$15-1,1,1),0),0),IF(ISNUMBER(INDEX(Import.PLE,Detalhamento!$E18,Detalhamento!U$15)),IF(INDEX(Import.PLE,Detalhamento!$E18,Detalhamento!U$15)<=mediçao,0,OFFSET(Import.PLQ,$A18-1,U$15-1,1,1)),OFFSET(Import.PLQ,$A18-1,U$15-1,1,1))))","v":0},{"$f":"IF(V$13=\"\",0,CHOOSE(Detalhamento.OpçãoServiços,OFFSET(Import.PLQ,$A18-1,V$15-1,1,1),IF(ISNUMBER(INDEX(Import.PLE,Detalhamento!$E18,Detalhamento!V$15)),IF(INDEX(Import.PLE,Detalhamento!$E18,Detalhamento!V$15)<=mediçao,OFFSET(Import.PLQ,$A18-1,V$15-1,1,1),0),0),IF(ISNUMBER(INDEX(Import.PLE,Detalhamento!$E18,Detalhamento!V$15)),IF(INDEX(Import.PLE,Detalhamento!$E18,Detalhamento!V$15)<=mediçao,0,OFFSET(Import.PLQ,$A18-1,V$15-1,1,1)),OFFSET(Import.PLQ,$A18-1,V$15-1,1,1))))","v":0},{"$f":"IF(W$13=\"\",0,CHOOSE(Detalhamento.OpçãoServiços,OFFSET(Import.PLQ,$A18-1,W$15-1,1,1),IF(ISNUMBER(INDEX(Import.PLE,Detalhamento!$E18,Detalhamento!W$15)),IF(INDEX(Import.PLE,Detalhamento!$E18,Detalhamento!W$15)<=mediçao,OFFSET(Import.PLQ,$A18-1,W$15-1,1,1),0),0),IF(ISNUMBER(INDEX(Import.PLE,Detalhamento!$E18,Detalhamento!W$15)),IF(INDEX(Import.PLE,Detalhamento!$E18,Detalhamento!W$15)<=mediçao,0,OFFSET(Import.PLQ,$A18-1,W$15-1,1,1)),OFFSET(Import.PLQ,$A18-1,W$15-1,1,1))))","v":0},{"$f":"IF(X$13=\"\",0,CHOOSE(Detalhamento.OpçãoServiços,OFFSET(Import.PLQ,$A18-1,X$15-1,1,1),IF(ISNUMBER(INDEX(Import.PLE,Detalhamento!$E18,Detalhamento!X$15)),IF(INDEX(Import.PLE,Detalhamento!$E18,Detalhamento!X$15)<=mediçao,OFFSET(Import.PLQ,$A18-1,X$15-1,1,1),0),0),IF(ISNUMBER(INDEX(Import.PLE,Detalhamento!$E18,Detalhamento!X$15)),IF(INDEX(Import.PLE,Detalhamento!$E18,Detalhamento!X$15)<=mediçao,0,OFFSET(Import.PLQ,$A18-1,X$15-1,1,1)),OFFSET(Import.PLQ,$A18-1,X$15-1,1,1))))","v":0},{"$f":"IF(Y$13=\"\",0,CHOOSE(Detalhamento.OpçãoServiços,OFFSET(Import.PLQ,$A18-1,Y$15-1,1,1),IF(ISNUMBER(INDEX(Import.PLE,Detalhamento!$E18,Detalhamento!Y$15)),IF(INDEX(Import.PLE,Detalhamento!$E18,Detalhamento!Y$15)<=mediçao,OFFSET(Import.PLQ,$A18-1,Y$15-1,1,1),0),0),IF(ISNUMBER(INDEX(Import.PLE,Detalhamento!$E18,Detalhamento!Y$15)),IF(INDEX(Import.PLE,Detalhamento!$E18,Detalhamento!Y$15)<=mediçao,0,OFFSET(Import.PLQ,$A18-1,Y$15-1,1,1)),OFFSET(Import.PLQ,$A18-1,Y$15-1,1,1))))","v":0},{"$f":"IF(Z$13=\"\",0,CHOOSE(Detalhamento.OpçãoServiços,OFFSET(Import.PLQ,$A18-1,Z$15-1,1,1),IF(ISNUMBER(INDEX(Import.PLE,Detalhamento!$E18,Detalhamento!Z$15)),IF(INDEX(Import.PLE,Detalhamento!$E18,Detalhamento!Z$15)<=mediçao,OFFSET(Import.PLQ,$A18-1,Z$15-1,1,1),0),0),IF(ISNUMBER(INDEX(Import.PLE,Detalhamento!$E18,Detalhamento!Z$15)),IF(INDEX(Import.PLE,Detalhamento!$E18,Detalhamento!Z$15)<=mediçao,0,OFFSET(Import.PLQ,$A18-1,Z$15-1,1,1)),OFFSET(Import.PLQ,$A18-1,Z$15-1,1,1))))","v":0},{"$f":"IF(AA$13=\"\",0,CHOOSE(Detalhamento.OpçãoServiços,OFFSET(Import.PLQ,$A18-1,AA$15-1,1,1),IF(ISNUMBER(INDEX(Import.PLE,Detalhamento!$E18,Detalhamento!AA$15)),IF(INDEX(Import.PLE,Detalhamento!$E18,Detalhamento!AA$15)<=mediçao,OFFSET(Import.PLQ,$A18-1,AA$15-1,1,1),0),0),IF(ISNUMBER(INDEX(Import.PLE,Detalhamento!$E18,Detalhamento!AA$15)),IF(INDEX(Import.PLE,Detalhamento!$E18,Detalhamento!AA$15)<=mediçao,0,OFFSET(Import.PLQ,$A18-1,AA$15-1,1,1)),OFFSET(Import.PLQ,$A18-1,AA$15-1,1,1))))","v":0},{"$f":"IF(AB$13=\"\",0,CHOOSE(Detalhamento.OpçãoServiços,OFFSET(Import.PLQ,$A18-1,AB$15-1,1,1),IF(ISNUMBER(INDEX(Import.PLE,Detalhamento!$E18,Detalhamento!AB$15)),IF(INDEX(Import.PLE,Detalhamento!$E18,Detalhamento!AB$15)<=mediçao,OFFSET(Import.PLQ,$A18-1,AB$15-1,1,1),0),0),IF(ISNUMBER(INDEX(Import.PLE,Detalhamento!$E18,Detalhamento!AB$15)),IF(INDEX(Import.PLE,Detalhamento!$E18,Detalhamento!AB$15)<=mediçao,0,OFFSET(Import.PLQ,$A18-1,AB$15-1,1,1)),OFFSET(Import.PLQ,$A18-1,AB$15-1,1,1))))","v":0},{"$f":"IF(AC$13=\"\",0,CHOOSE(Detalhamento.OpçãoServiços,OFFSET(Import.PLQ,$A18-1,AC$15-1,1,1),IF(ISNUMBER(INDEX(Import.PLE,Detalhamento!$E18,Detalhamento!AC$15)),IF(INDEX(Import.PLE,Detalhamento!$E18,Detalhamento!AC$15)<=mediçao,OFFSET(Import.PLQ,$A18-1,AC$15-1,1,1),0),0),IF(ISNUMBER(INDEX(Import.PLE,Detalhamento!$E18,Detalhamento!AC$15)),IF(INDEX(Import.PLE,Detalhamento!$E18,Detalhamento!AC$15)<=mediçao,0,OFFSET(Import.PLQ,$A18-1,AC$15-1,1,1)),OFFSET(Import.PLQ,$A18-1,AC$15-1,1,1))))","v":0},{"$f":"IF(AD$13=\"\",0,CHOOSE(Detalhamento.OpçãoServiços,OFFSET(Import.PLQ,$A18-1,AD$15-1,1,1),IF(ISNUMBER(INDEX(Import.PLE,Detalhamento!$E18,Detalhamento!AD$15)),IF(INDEX(Import.PLE,Detalhamento!$E18,Detalhamento!AD$15)<=mediçao,OFFSET(Import.PLQ,$A18-1,AD$15-1,1,1),0),0),IF(ISNUMBER(INDEX(Import.PLE,Detalhamento!$E18,Detalhamento!AD$15)),IF(INDEX(Import.PLE,Detalhamento!$E18,Detalhamento!AD$15)<=mediçao,0,OFFSET(Import.PLQ,$A18-1,AD$15-1,1,1)),OFFSET(Import.PLQ,$A18-1,AD$15-1,1,1))))","v":0},{"$f":"IF(AE$13=\"\",0,CHOOSE(Detalhamento.OpçãoServiços,OFFSET(Import.PLQ,$A18-1,AE$15-1,1,1),IF(ISNUMBER(INDEX(Import.PLE,Detalhamento!$E18,Detalhamento!AE$15)),IF(INDEX(Import.PLE,Detalhamento!$E18,Detalhamento!AE$15)<=mediçao,OFFSET(Import.PLQ,$A18-1,AE$15-1,1,1),0),0),IF(ISNUMBER(INDEX(Import.PLE,Detalhamento!$E18,Detalhamento!AE$15)),IF(INDEX(Import.PLE,Detalhamento!$E18,Detalhamento!AE$15)<=mediçao,0,OFFSET(Import.PLQ,$A18-1,AE$15-1,1,1)),OFFSET(Import.PLQ,$A18-1,AE$15-1,1,1))))","v":0},{"$f":"IF(AF$13=\"\",0,CHOOSE(Detalhamento.OpçãoServiços,OFFSET(Import.PLQ,$A18-1,AF$15-1,1,1),IF(ISNUMBER(INDEX(Import.PLE,Detalhamento!$E18,Detalhamento!AF$15)),IF(INDEX(Import.PLE,Detalhamento!$E18,Detalhamento!AF$15)<=mediçao,OFFSET(Import.PLQ,$A18-1,AF$15-1,1,1),0),0),IF(ISNUMBER(INDEX(Import.PLE,Detalhamento!$E18,Detalhamento!AF$15)),IF(INDEX(Import.PLE,Detalhamento!$E18,Detalhamento!AF$15)<=mediçao,0,OFFSET(Import.PLQ,$A18-1,AF$15-1,1,1)),OFFSET(Import.PLQ,$A18-1,AF$15-1,1,1))))","v":0},{"$f":"IF(AG$13=\"\",0,CHOOSE(Detalhamento.OpçãoServiços,OFFSET(Import.PLQ,$A18-1,AG$15-1,1,1),IF(ISNUMBER(INDEX(Import.PLE,Detalhamento!$E18,Detalhamento!AG$15)),IF(INDEX(Import.PLE,Detalhamento!$E18,Detalhamento!AG$15)<=mediçao,OFFSET(Import.PLQ,$A18-1,AG$15-1,1,1),0),0),IF(ISNUMBER(INDEX(Import.PLE,Detalhamento!$E18,Detalhamento!AG$15)),IF(INDEX(Import.PLE,Detalhamento!$E18,Detalhamento!AG$15)<=mediçao,0,OFFSET(Import.PLQ,$A18-1,AG$15-1,1,1)),OFFSET(Import.PLQ,$A18-1,AG$15-1,1,1))))","v":0},{"$f":"IF(AH$13=\"\",0,CHOOSE(Detalhamento.OpçãoServiços,OFFSET(Import.PLQ,$A18-1,AH$15-1,1,1),IF(ISNUMBER(INDEX(Import.PLE,Detalhamento!$E18,Detalhamento!AH$15)),IF(INDEX(Import.PLE,Detalhamento!$E18,Detalhamento!AH$15)<=mediçao,OFFSET(Import.PLQ,$A18-1,AH$15-1,1,1),0),0),IF(ISNUMBER(INDEX(Import.PLE,Detalhamento!$E18,Detalhamento!AH$15)),IF(INDEX(Import.PLE,Detalhamento!$E18,Detalhamento!AH$15)<=mediçao,0,OFFSET(Import.PLQ,$A18-1,AH$15-1,1,1)),OFFSET(Import.PLQ,$A18-1,AH$15-1,1,1))))","v":0},{"$f":"IF(AI$13=\"\",0,CHOOSE(Detalhamento.OpçãoServiços,OFFSET(Import.PLQ,$A18-1,AI$15-1,1,1),IF(ISNUMBER(INDEX(Import.PLE,Detalhamento!$E18,Detalhamento!AI$15)),IF(INDEX(Import.PLE,Detalhamento!$E18,Detalhamento!AI$15)<=mediçao,OFFSET(Import.PLQ,$A18-1,AI$15-1,1,1),0),0),IF(ISNUMBER(INDEX(Import.PLE,Detalhamento!$E18,Detalhamento!AI$15)),IF(INDEX(Import.PLE,Detalhamento!$E18,Detalhamento!AI$15)<=mediçao,0,OFFSET(Import.PLQ,$A18-1,AI$15-1,1,1)),OFFSET(Import.PLQ,$A18-1,AI$15-1,1,1))))","v":0},{"$f":"IF(AJ$13=\"\",0,CHOOSE(Detalhamento.OpçãoServiços,OFFSET(Import.PLQ,$A18-1,AJ$15-1,1,1),IF(ISNUMBER(INDEX(Import.PLE,Detalhamento!$E18,Detalhamento!AJ$15)),IF(INDEX(Import.PLE,Detalhamento!$E18,Detalhamento!AJ$15)<=mediçao,OFFSET(Import.PLQ,$A18-1,AJ$15-1,1,1),0),0),IF(ISNUMBER(INDEX(Import.PLE,Detalhamento!$E18,Detalhamento!AJ$15)),IF(INDEX(Import.PLE,Detalhamento!$E18,Detalhamento!AJ$15)<=mediçao,0,OFFSET(Import.PLQ,$A18-1,AJ$15-1,1,1)),OFFSET(Import.PLQ,$A18-1,AJ$15-1,1,1))))","v":0},{"$f":"IF(AK$13=\"\",0,CHOOSE(Detalhamento.OpçãoServiços,OFFSET(Import.PLQ,$A18-1,AK$15-1,1,1),IF(ISNUMBER(INDEX(Import.PLE,Detalhamento!$E18,Detalhamento!AK$15)),IF(INDEX(Import.PLE,Detalhamento!$E18,Detalhamento!AK$15)<=mediçao,OFFSET(Import.PLQ,$A18-1,AK$15-1,1,1),0),0),IF(ISNUMBER(INDEX(Import.PLE,Detalhamento!$E18,Detalhamento!AK$15)),IF(INDEX(Import.PLE,Detalhamento!$E18,Detalhamento!AK$15)<=mediçao,0,OFFSET(Import.PLQ,$A18-1,AK$15-1,1,1)),OFFSET(Import.PLQ,$A18-1,AK$15-1,1,1))))","v":0},{"$f":"IF(AL$13=\"\",0,CHOOSE(Detalhamento.OpçãoServiços,OFFSET(Import.PLQ,$A18-1,AL$15-1,1,1),IF(ISNUMBER(INDEX(Import.PLE,Detalhamento!$E18,Detalhamento!AL$15)),IF(INDEX(Import.PLE,Detalhamento!$E18,Detalhamento!AL$15)<=mediçao,OFFSET(Import.PLQ,$A18-1,AL$15-1,1,1),0),0),IF(ISNUMBER(INDEX(Import.PLE,Detalhamento!$E18,Detalhamento!AL$15)),IF(INDEX(Import.PLE,Detalhamento!$E18,Detalhamento!AL$15)<=mediçao,0,OFFSET(Import.PLQ,$A18-1,AL$15-1,1,1)),OFFSET(Import.PLQ,$A18-1,AL$15-1,1,1))))","v":0},{"$f":"IF(AM$13=\"\",0,CHOOSE(Detalhamento.OpçãoServiços,OFFSET(Import.PLQ,$A18-1,AM$15-1,1,1),IF(ISNUMBER(INDEX(Import.PLE,Detalhamento!$E18,Detalhamento!AM$15)),IF(INDEX(Import.PLE,Detalhamento!$E18,Detalhamento!AM$15)<=mediçao,OFFSET(Import.PLQ,$A18-1,AM$15-1,1,1),0),0),IF(ISNUMBER(INDEX(Import.PLE,Detalhamento!$E18,Detalhamento!AM$15)),IF(INDEX(Import.PLE,Detalhamento!$E18,Detalhamento!AM$15)<=mediçao,0,OFFSET(Import.PLQ,$A18-1,AM$15-1,1,1)),OFFSET(Import.PLQ,$A18-1,AM$15-1,1,1))))","v":0},{"$f":"IF(AN$13=\"\",0,CHOOSE(Detalhamento.OpçãoServiços,OFFSET(Import.PLQ,$A18-1,AN$15-1,1,1),IF(ISNUMBER(INDEX(Import.PLE,Detalhamento!$E18,Detalhamento!AN$15)),IF(INDEX(Import.PLE,Detalhamento!$E18,Detalhamento!AN$15)<=mediçao,OFFSET(Import.PLQ,$A18-1,AN$15-1,1,1),0),0),IF(ISNUMBER(INDEX(Import.PLE,Detalhamento!$E18,Detalhamento!AN$15)),IF(INDEX(Import.PLE,Detalhamento!$E18,Detalhamento!AN$15)<=mediçao,0,OFFSET(Import.PLQ,$A18-1,AN$15-1,1,1)),OFFSET(Import.PLQ,$A18-1,AN$15-1,1,1))))","v":0},{"$f":"IF(AO$13=\"\",0,CHOOSE(Detalhamento.OpçãoServiços,OFFSET(Import.PLQ,$A18-1,AO$15-1,1,1),IF(ISNUMBER(INDEX(Import.PLE,Detalhamento!$E18,Detalhamento!AO$15)),IF(INDEX(Import.PLE,Detalhamento!$E18,Detalhamento!AO$15)<=mediçao,OFFSET(Import.PLQ,$A18-1,AO$15-1,1,1),0),0),IF(ISNUMBER(INDEX(Import.PLE,Detalhamento!$E18,Detalhamento!AO$15)),IF(INDEX(Import.PLE,Detalhamento!$E18,Detalhamento!AO$15)<=mediçao,0,OFFSET(Import.PLQ,$A18-1,AO$15-1,1,1)),OFFSET(Import.PLQ,$A18-1,AO$15-1,1,1))))","v":0},{"$f":"IF(AP$13=\"\",0,CHOOSE(Detalhamento.OpçãoServiços,OFFSET(Import.PLQ,$A18-1,AP$15-1,1,1),IF(ISNUMBER(INDEX(Import.PLE,Detalhamento!$E18,Detalhamento!AP$15)),IF(INDEX(Import.PLE,Detalhamento!$E18,Detalhamento!AP$15)<=mediçao,OFFSET(Import.PLQ,$A18-1,AP$15-1,1,1),0),0),IF(ISNUMBER(INDEX(Import.PLE,Detalhamento!$E18,Detalhamento!AP$15)),IF(INDEX(Import.PLE,Detalhamento!$E18,Detalhamento!AP$15)<=mediçao,0,OFFSET(Import.PLQ,$A18-1,AP$15-1,1,1)),OFFSET(Import.PLQ,$A18-1,AP$15-1,1,1))))","v":0},{"$f":"IF(AQ$13=\"\",0,CHOOSE(Detalhamento.OpçãoServiços,OFFSET(Import.PLQ,$A18-1,AQ$15-1,1,1),IF(ISNUMBER(INDEX(Import.PLE,Detalhamento!$E18,Detalhamento!AQ$15)),IF(INDEX(Import.PLE,Detalhamento!$E18,Detalhamento!AQ$15)<=mediçao,OFFSET(Import.PLQ,$A18-1,AQ$15-1,1,1),0),0),IF(ISNUMBER(INDEX(Import.PLE,Detalhamento!$E18,Detalhamento!AQ$15)),IF(INDEX(Import.PLE,Detalhamento!$E18,Detalhamento!AQ$15)<=mediçao,0,OFFSET(Import.PLQ,$A18-1,AQ$15-1,1,1)),OFFSET(Import.PLQ,$A18-1,AQ$15-1,1,1))))","v":0},{"$f":"IF(AR$13=\"\",0,CHOOSE(Detalhamento.OpçãoServiços,OFFSET(Import.PLQ,$A18-1,AR$15-1,1,1),IF(ISNUMBER(INDEX(Import.PLE,Detalhamento!$E18,Detalhamento!AR$15)),IF(INDEX(Import.PLE,Detalhamento!$E18,Detalhamento!AR$15)<=mediçao,OFFSET(Import.PLQ,$A18-1,AR$15-1,1,1),0),0),IF(ISNUMBER(INDEX(Import.PLE,Detalhamento!$E18,Detalhamento!AR$15)),IF(INDEX(Import.PLE,Detalhamento!$E18,Detalhamento!AR$15)<=mediçao,0,OFFSET(Import.PLQ,$A18-1,AR$15-1,1,1)),OFFSET(Import.PLQ,$A18-1,AR$15-1,1,1))))","v":0},{"$f":"IF(AS$13=\"\",0,CHOOSE(Detalhamento.OpçãoServiços,OFFSET(Import.PLQ,$A18-1,AS$15-1,1,1),IF(ISNUMBER(INDEX(Import.PLE,Detalhamento!$E18,Detalhamento!AS$15)),IF(INDEX(Import.PLE,Detalhamento!$E18,Detalhamento!AS$15)<=mediçao,OFFSET(Import.PLQ,$A18-1,AS$15-1,1,1),0),0),IF(ISNUMBER(INDEX(Import.PLE,Detalhamento!$E18,Detalhamento!AS$15)),IF(INDEX(Import.PLE,Detalhamento!$E18,Detalhamento!AS$15)<=mediçao,0,OFFSET(Import.PLQ,$A18-1,AS$15-1,1,1)),OFFSET(Import.PLQ,$A18-1,AS$15-1,1,1))))","v":0},{"$f":"IF(AT$13=\"\",0,CHOOSE(Detalhamento.OpçãoServiços,OFFSET(Import.PLQ,$A18-1,AT$15-1,1,1),IF(ISNUMBER(INDEX(Import.PLE,Detalhamento!$E18,Detalhamento!AT$15)),IF(INDEX(Import.PLE,Detalhamento!$E18,Detalhamento!AT$15)<=mediçao,OFFSET(Import.PLQ,$A18-1,AT$15-1,1,1),0),0),IF(ISNUMBER(INDEX(Import.PLE,Detalhamento!$E18,Detalhamento!AT$15)),IF(INDEX(Import.PLE,Detalhamento!$E18,Detalhamento!AT$15)<=mediçao,0,OFFSET(Import.PLQ,$A18-1,AT$15-1,1,1)),OFFSET(Import.PLQ,$A18-1,AT$15-1,1,1))))","v":0},{"$f":"IF(AU$13=\"\",0,CHOOSE(Detalhamento.OpçãoServiços,OFFSET(Import.PLQ,$A18-1,AU$15-1,1,1),IF(ISNUMBER(INDEX(Import.PLE,Detalhamento!$E18,Detalhamento!AU$15)),IF(INDEX(Import.PLE,Detalhamento!$E18,Detalhamento!AU$15)<=mediçao,OFFSET(Import.PLQ,$A18-1,AU$15-1,1,1),0),0),IF(ISNUMBER(INDEX(Import.PLE,Detalhamento!$E18,Detalhamento!AU$15)),IF(INDEX(Import.PLE,Detalhamento!$E18,Detalhamento!AU$15)<=mediçao,0,OFFSET(Import.PLQ,$A18-1,AU$15-1,1,1)),OFFSET(Import.PLQ,$A18-1,AU$15-1,1,1))))","v":0},{"$f":"IF(AV$13=\"\",0,CHOOSE(Detalhamento.OpçãoServiços,OFFSET(Import.PLQ,$A18-1,AV$15-1,1,1),IF(ISNUMBER(INDEX(Import.PLE,Detalhamento!$E18,Detalhamento!AV$15)),IF(INDEX(Import.PLE,Detalhamento!$E18,Detalhamento!AV$15)<=mediçao,OFFSET(Import.PLQ,$A18-1,AV$15-1,1,1),0),0),IF(ISNUMBER(INDEX(Import.PLE,Detalhamento!$E18,Detalhamento!AV$15)),IF(INDEX(Import.PLE,Detalhamento!$E18,Detalhamento!AV$15)<=mediçao,0,OFFSET(Import.PLQ,$A18-1,AV$15-1,1,1)),OFFSET(Import.PLQ,$A18-1,AV$15-1,1,1))))","v":0},{"$f":"IF(AW$13=\"\",0,CHOOSE(Detalhamento.OpçãoServiços,OFFSET(Import.PLQ,$A18-1,AW$15-1,1,1),IF(ISNUMBER(INDEX(Import.PLE,Detalhamento!$E18,Detalhamento!AW$15)),IF(INDEX(Import.PLE,Detalhamento!$E18,Detalhamento!AW$15)<=mediçao,OFFSET(Import.PLQ,$A18-1,AW$15-1,1,1),0),0),IF(ISNUMBER(INDEX(Import.PLE,Detalhamento!$E18,Detalhamento!AW$15)),IF(INDEX(Import.PLE,Detalhamento!$E18,Detalhamento!AW$15)<=mediçao,0,OFFSET(Import.PLQ,$A18-1,AW$15-1,1,1)),OFFSET(Import.PLQ,$A18-1,AW$15-1,1,1))))","v":0},{"$f":"IF(AX$13=\"\",0,CHOOSE(Detalhamento.OpçãoServiços,OFFSET(Import.PLQ,$A18-1,AX$15-1,1,1),IF(ISNUMBER(INDEX(Import.PLE,Detalhamento!$E18,Detalhamento!AX$15)),IF(INDEX(Import.PLE,Detalhamento!$E18,Detalhamento!AX$15)<=mediçao,OFFSET(Import.PLQ,$A18-1,AX$15-1,1,1),0),0),IF(ISNUMBER(INDEX(Import.PLE,Detalhamento!$E18,Detalhamento!AX$15)),IF(INDEX(Import.PLE,Detalhamento!$E18,Detalhamento!AX$15)<=mediçao,0,OFFSET(Import.PLQ,$A18-1,AX$15-1,1,1)),OFFSET(Import.PLQ,$A18-1,AX$15-1,1,1))))","v":0},{"$f":"IF(AY$13=\"\",0,CHOOSE(Detalhamento.OpçãoServiços,OFFSET(Import.PLQ,$A18-1,AY$15-1,1,1),IF(ISNUMBER(INDEX(Import.PLE,Detalhamento!$E18,Detalhamento!AY$15)),IF(INDEX(Import.PLE,Detalhamento!$E18,Detalhamento!AY$15)<=mediçao,OFFSET(Import.PLQ,$A18-1,AY$15-1,1,1),0),0),IF(ISNUMBER(INDEX(Import.PLE,Detalhamento!$E18,Detalhamento!AY$15)),IF(INDEX(Import.PLE,Detalhamento!$E18,Detalhamento!AY$15)<=mediçao,0,OFFSET(Import.PLQ,$A18-1,AY$15-1,1,1)),OFFSET(Import.PLQ,$A18-1,AY$15-1,1,1))))","v":0},{"$f":"IF(AZ$13=\"\",0,CHOOSE(Detalhamento.OpçãoServiços,OFFSET(Import.PLQ,$A18-1,AZ$15-1,1,1),IF(ISNUMBER(INDEX(Import.PLE,Detalhamento!$E18,Detalhamento!AZ$15)),IF(INDEX(Import.PLE,Detalhamento!$E18,Detalhamento!AZ$15)<=mediçao,OFFSET(Import.PLQ,$A18-1,AZ$15-1,1,1),0),0),IF(ISNUMBER(INDEX(Import.PLE,Detalhamento!$E18,Detalhamento!AZ$15)),IF(INDEX(Import.PLE,Detalhamento!$E18,Detalhamento!AZ$15)<=mediçao,0,OFFSET(Import.PLQ,$A18-1,AZ$15-1,1,1)),OFFSET(Import.PLQ,$A18-1,AZ$15-1,1,1))))","v":0},{"$f":"IF(BA$13=\"\",0,CHOOSE(Detalhamento.OpçãoServiços,OFFSET(Import.PLQ,$A18-1,BA$15-1,1,1),IF(ISNUMBER(INDEX(Import.PLE,Detalhamento!$E18,Detalhamento!BA$15)),IF(INDEX(Import.PLE,Detalhamento!$E18,Detalhamento!BA$15)<=mediçao,OFFSET(Import.PLQ,$A18-1,BA$15-1,1,1),0),0),IF(ISNUMBER(INDEX(Import.PLE,Detalhamento!$E18,Detalhamento!BA$15)),IF(INDEX(Import.PLE,Detalhamento!$E18,Detalhamento!BA$15)<=mediçao,0,OFFSET(Import.PLQ,$A18-1,BA$15-1,1,1)),OFFSET(Import.PLQ,$A18-1,BA$15-1,1,1))))","v":0},{"$f":"IF(BB$13=\"\",0,CHOOSE(Detalhamento.OpçãoServiços,OFFSET(Import.PLQ,$A18-1,BB$15-1,1,1),IF(ISNUMBER(INDEX(Import.PLE,Detalhamento!$E18,Detalhamento!BB$15)),IF(INDEX(Import.PLE,Detalhamento!$E18,Detalhamento!BB$15)<=mediçao,OFFSET(Import.PLQ,$A18-1,BB$15-1,1,1),0),0),IF(ISNUMBER(INDEX(Import.PLE,Detalhamento!$E18,Detalhamento!BB$15)),IF(INDEX(Import.PLE,Detalhamento!$E18,Detalhamento!BB$15)<=mediçao,0,OFFSET(Import.PLQ,$A18-1,BB$15-1,1,1)),OFFSET(Import.PLQ,$A18-1,BB$15-1,1,1))))","v":0},{"$f":"IF(BC$13=\"\",0,CHOOSE(Detalhamento.OpçãoServiços,OFFSET(Import.PLQ,$A18-1,BC$15-1,1,1),IF(ISNUMBER(INDEX(Import.PLE,Detalhamento!$E18,Detalhamento!BC$15)),IF(INDEX(Import.PLE,Detalhamento!$E18,Detalhamento!BC$15)<=mediçao,OFFSET(Import.PLQ,$A18-1,BC$15-1,1,1),0),0),IF(ISNUMBER(INDEX(Import.PLE,Detalhamento!$E18,Detalhamento!BC$15)),IF(INDEX(Import.PLE,Detalhamento!$E18,Detalhamento!BC$15)<=mediçao,0,OFFSET(Import.PLQ,$A18-1,BC$15-1,1,1)),OFFSET(Import.PLQ,$A18-1,BC$15-1,1,1))))","v":0},{"$f":"IF(BD$13=\"\",0,CHOOSE(Detalhamento.OpçãoServiços,OFFSET(Import.PLQ,$A18-1,BD$15-1,1,1),IF(ISNUMBER(INDEX(Import.PLE,Detalhamento!$E18,Detalhamento!BD$15)),IF(INDEX(Import.PLE,Detalhamento!$E18,Detalhamento!BD$15)<=mediçao,OFFSET(Import.PLQ,$A18-1,BD$15-1,1,1),0),0),IF(ISNUMBER(INDEX(Import.PLE,Detalhamento!$E18,Detalhamento!BD$15)),IF(INDEX(Import.PLE,Detalhamento!$E18,Detalhamento!BD$15)<=mediçao,0,OFFSET(Import.PLQ,$A18-1,BD$15-1,1,1)),OFFSET(Import.PLQ,$A18-1,BD$15-1,1,1))))","v":0},{"$f":"IF(BE$13=\"\",0,CHOOSE(Detalhamento.OpçãoServiços,OFFSET(Import.PLQ,$A18-1,BE$15-1,1,1),IF(ISNUMBER(INDEX(Import.PLE,Detalhamento!$E18,Detalhamento!BE$15)),IF(INDEX(Import.PLE,Detalhamento!$E18,Detalhamento!BE$15)<=mediçao,OFFSET(Import.PLQ,$A18-1,BE$15-1,1,1),0),0),IF(ISNUMBER(INDEX(Import.PLE,Detalhamento!$E18,Detalhamento!BE$15)),IF(INDEX(Import.PLE,Detalhamento!$E18,Detalhamento!BE$15)<=mediçao,0,OFFSET(Import.PLQ,$A18-1,BE$15-1,1,1)),OFFSET(Import.PLQ,$A18-1,BE$15-1,1,1))))","v":0},{"$f":"IF(BF$13=\"\",0,CHOOSE(Detalhamento.OpçãoServiços,OFFSET(Import.PLQ,$A18-1,BF$15-1,1,1),IF(ISNUMBER(INDEX(Import.PLE,Detalhamento!$E18,Detalhamento!BF$15)),IF(INDEX(Import.PLE,Detalhamento!$E18,Detalhamento!BF$15)<=mediçao,OFFSET(Import.PLQ,$A18-1,BF$15-1,1,1),0),0),IF(ISNUMBER(INDEX(Import.PLE,Detalhamento!$E18,Detalhamento!BF$15)),IF(INDEX(Import.PLE,Detalhamento!$E18,Detalhamento!BF$15)<=mediçao,0,OFFSET(Import.PLQ,$A18-1,BF$15-1,1,1)),OFFSET(Import.PLQ,$A18-1,BF$15-1,1,1))))","v":0},{"$f":"IF(BG$13=\"\",0,CHOOSE(Detalhamento.OpçãoServiços,OFFSET(Import.PLQ,$A18-1,BG$15-1,1,1),IF(ISNUMBER(INDEX(Import.PLE,Detalhamento!$E18,Detalhamento!BG$15)),IF(INDEX(Import.PLE,Detalhamento!$E18,Detalhamento!BG$15)<=mediçao,OFFSET(Import.PLQ,$A18-1,BG$15-1,1,1),0),0),IF(ISNUMBER(INDEX(Import.PLE,Detalhamento!$E18,Detalhamento!BG$15)),IF(INDEX(Import.PLE,Detalhamento!$E18,Detalhamento!BG$15)<=mediçao,0,OFFSET(Import.PLQ,$A18-1,BG$15-1,1,1)),OFFSET(Import.PLQ,$A18-1,BG$15-1,1,1))))","v":0},{"$f":"IF(BH$13=\"\",0,CHOOSE(Detalhamento.OpçãoServiços,OFFSET(Import.PLQ,$A18-1,BH$15-1,1,1),IF(ISNUMBER(INDEX(Import.PLE,Detalhamento!$E18,Detalhamento!BH$15)),IF(INDEX(Import.PLE,Detalhamento!$E18,Detalhamento!BH$15)<=mediçao,OFFSET(Import.PLQ,$A18-1,BH$15-1,1,1),0),0),IF(ISNUMBER(INDEX(Import.PLE,Detalhamento!$E18,Detalhamento!BH$15)),IF(INDEX(Import.PLE,Detalhamento!$E18,Detalhamento!BH$15)<=mediçao,0,OFFSET(Import.PLQ,$A18-1,BH$15-1,1,1)),OFFSET(Import.PLQ,$A18-1,BH$15-1,1,1))))","v":0},{"$f":"IF(BI$13=\"\",0,CHOOSE(Detalhamento.OpçãoServiços,OFFSET(Import.PLQ,$A18-1,BI$15-1,1,1),IF(ISNUMBER(INDEX(Import.PLE,Detalhamento!$E18,Detalhamento!BI$15)),IF(INDEX(Import.PLE,Detalhamento!$E18,Detalhamento!BI$15)<=mediçao,OFFSET(Import.PLQ,$A18-1,BI$15-1,1,1),0),0),IF(ISNUMBER(INDEX(Import.PLE,Detalhamento!$E18,Detalhamento!BI$15)),IF(INDEX(Import.PLE,Detalhamento!$E18,Detalhamento!BI$15)<=mediçao,0,OFFSET(Import.PLQ,$A18-1,BI$15-1,1,1)),OFFSET(Import.PLQ,$A18-1,BI$15-1,1,1))))","v":0}]
[40,{"$f":"OFFSET(LIorçamento,$A19-1,B$16,1,1)","v":"Evento"},null,null,{"$f":"OFFSET(LIorçamento,$A19-1,E$16,1,1)","v":1},{"$f":"CHOOSE($B$8,IF(OR(Nível=\"Serviço\",Nível=\"Evento\"),E19*10^4+IF(Nível<>\"Evento\",A19,0),0),IF(Nível<>\"Evento\",A19,0))","v":10000},{"$f":"OFFSET(LIorçamento,$A19-1,G$16,1,1)","v":"Evento"},"SERVIÇOS INICIAIS",{"$f":"IF(OR(Nível=\"Serviço\",Nível=\"evento\"),OFFSET(LIorçamento,$A19-1,I$16,1,1),\"\")","v":"R$"},{"$f":"IF(OR(Nível=\"Serviço\",Nível=\"evento\"),SUM(L19:BI19),\"\")","v":2893.25},null,{"$f":"IF(L$13=\"\",0,CHOOSE(Detalhamento.OpçãoServiços,OFFSET(Import.PLQ,$A19-1,L$15-1,1,1),IF(ISNUMBER(INDEX(Import.PLE,Detalhamento!$E19,Detalhamento!L$15)),IF(INDEX(Import.PLE,Detalhamento!$E19,Detalhamento!L$15)<=mediçao,OFFSET(Import.PLQ,$A19-1,L$15-1,1,1),0),0),IF(ISNUMBER(INDEX(Import.PLE,Detalhamento!$E19,Detalhamento!L$15)),IF(INDEX(Import.PLE,Detalhamento!$E19,Detalhamento!L$15)<=mediçao,0,OFFSET(Import.PLQ,$A19-1,L$15-1,1,1)),OFFSET(Import.PLQ,$A19-1,L$15-1,1,1))))","v":2893.25},{"$f":"IF(M$13=\"\",0,CHOOSE(Detalhamento.OpçãoServiços,OFFSET(Import.PLQ,$A19-1,M$15-1,1,1),IF(ISNUMBER(INDEX(Import.PLE,Detalhamento!$E19,Detalhamento!M$15)),IF(INDEX(Import.PLE,Detalhamento!$E19,Detalhamento!M$15)<=mediçao,OFFSET(Import.PLQ,$A19-1,M$15-1,1,1),0),0),IF(ISNUMBER(INDEX(Import.PLE,Detalhamento!$E19,Detalhamento!M$15)),IF(INDEX(Import.PLE,Detalhamento!$E19,Detalhamento!M$15)<=mediçao,0,OFFSET(Import.PLQ,$A19-1,M$15-1,1,1)),OFFSET(Import.PLQ,$A19-1,M$15-1,1,1))))","v":0},{"$f":"IF(N$13=\"\",0,CHOOSE(Detalhamento.OpçãoServiços,OFFSET(Import.PLQ,$A19-1,N$15-1,1,1),IF(ISNUMBER(INDEX(Import.PLE,Detalhamento!$E19,Detalhamento!N$15)),IF(INDEX(Import.PLE,Detalhamento!$E19,Detalhamento!N$15)<=mediçao,OFFSET(Import.PLQ,$A19-1,N$15-1,1,1),0),0),IF(ISNUMBER(INDEX(Import.PLE,Detalhamento!$E19,Detalhamento!N$15)),IF(INDEX(Import.PLE,Detalhamento!$E19,Detalhamento!N$15)<=mediçao,0,OFFSET(Import.PLQ,$A19-1,N$15-1,1,1)),OFFSET(Import.PLQ,$A19-1,N$15-1,1,1))))","v":0},{"$f":"IF(O$13=\"\",0,CHOOSE(Detalhamento.OpçãoServiços,OFFSET(Import.PLQ,$A19-1,O$15-1,1,1),IF(ISNUMBER(INDEX(Import.PLE,Detalhamento!$E19,Detalhamento!O$15)),IF(INDEX(Import.PLE,Detalhamento!$E19,Detalhamento!O$15)<=mediçao,OFFSET(Import.PLQ,$A19-1,O$15-1,1,1),0),0),IF(ISNUMBER(INDEX(Import.PLE,Detalhamento!$E19,Detalhamento!O$15)),IF(INDEX(Import.PLE,Detalhamento!$E19,Detalhamento!O$15)<=mediçao,0,OFFSET(Import.PLQ,$A19-1,O$15-1,1,1)),OFFSET(Import.PLQ,$A19-1,O$15-1,1,1))))","v":0},{"$f":"IF(P$13=\"\",0,CHOOSE(Detalhamento.OpçãoServiços,OFFSET(Import.PLQ,$A19-1,P$15-1,1,1),IF(ISNUMBER(INDEX(Import.PLE,Detalhamento!$E19,Detalhamento!P$15)),IF(INDEX(Import.PLE,Detalhamento!$E19,Detalhamento!P$15)<=mediçao,OFFSET(Import.PLQ,$A19-1,P$15-1,1,1),0),0),IF(ISNUMBER(INDEX(Import.PLE,Detalhamento!$E19,Detalhamento!P$15)),IF(INDEX(Import.PLE,Detalhamento!$E19,Detalhamento!P$15)<=mediçao,0,OFFSET(Import.PLQ,$A19-1,P$15-1,1,1)),OFFSET(Import.PLQ,$A19-1,P$15-1,1,1))))","v":0},{"$f":"IF(Q$13=\"\",0,CHOOSE(Detalhamento.OpçãoServiços,OFFSET(Import.PLQ,$A19-1,Q$15-1,1,1),IF(ISNUMBER(INDEX(Import.PLE,Detalhamento!$E19,Detalhamento!Q$15)),IF(INDEX(Import.PLE,Detalhamento!$E19,Detalhamento!Q$15)<=mediçao,OFFSET(Import.PLQ,$A19-1,Q$15-1,1,1),0),0),IF(ISNUMBER(INDEX(Import.PLE,Detalhamento!$E19,Detalhamento!Q$15)),IF(INDEX(Import.PLE,Detalhamento!$E19,Detalhamento!Q$15)<=mediçao,0,OFFSET(Import.PLQ,$A19-1,Q$15-1,1,1)),OFFSET(Import.PLQ,$A19-1,Q$15-1,1,1))))","v":0},{"$f":"IF(R$13=\"\",0,CHOOSE(Detalhamento.OpçãoServiços,OFFSET(Import.PLQ,$A19-1,R$15-1,1,1),IF(ISNUMBER(INDEX(Import.PLE,Detalhamento!$E19,Detalhamento!R$15)),IF(INDEX(Import.PLE,Detalhamento!$E19,Detalhamento!R$15)<=mediçao,OFFSET(Import.PLQ,$A19-1,R$15-1,1,1),0),0),IF(ISNUMBER(INDEX(Import.PLE,Detalhamento!$E19,Detalhamento!R$15)),IF(INDEX(Import.PLE,Detalhamento!$E19,Detalhamento!R$15)<=mediçao,0,OFFSET(Import.PLQ,$A19-1,R$15-1,1,1)),OFFSET(Import.PLQ,$A19-1,R$15-1,1,1))))","v":0},{"$f":"IF(S$13=\"\",0,CHOOSE(Detalhamento.OpçãoServiços,OFFSET(Import.PLQ,$A19-1,S$15-1,1,1),IF(ISNUMBER(INDEX(Import.PLE,Detalhamento!$E19,Detalhamento!S$15)),IF(INDEX(Import.PLE,Detalhamento!$E19,Detalhamento!S$15)<=mediçao,OFFSET(Import.PLQ,$A19-1,S$15-1,1,1),0),0),IF(ISNUMBER(INDEX(Import.PLE,Detalhamento!$E19,Detalhamento!S$15)),IF(INDEX(Import.PLE,Detalhamento!$E19,Detalhamento!S$15)<=mediçao,0,OFFSET(Import.PLQ,$A19-1,S$15-1,1,1)),OFFSET(Import.PLQ,$A19-1,S$15-1,1,1))))","v":0},{"$f":"IF(T$13=\"\",0,CHOOSE(Detalhamento.OpçãoServiços,OFFSET(Import.PLQ,$A19-1,T$15-1,1,1),IF(ISNUMBER(INDEX(Import.PLE,Detalhamento!$E19,Detalhamento!T$15)),IF(INDEX(Import.PLE,Detalhamento!$E19,Detalhamento!T$15)<=mediçao,OFFSET(Import.PLQ,$A19-1,T$15-1,1,1),0),0),IF(ISNUMBER(INDEX(Import.PLE,Detalhamento!$E19,Detalhamento!T$15)),IF(INDEX(Import.PLE,Detalhamento!$E19,Detalhamento!T$15)<=mediçao,0,OFFSET(Import.PLQ,$A19-1,T$15-1,1,1)),OFFSET(Import.PLQ,$A19-1,T$15-1,1,1))))","v":0},{"$f":"IF(U$13=\"\",0,CHOOSE(Detalhamento.OpçãoServiços,OFFSET(Import.PLQ,$A19-1,U$15-1,1,1),IF(ISNUMBER(INDEX(Import.PLE,Detalhamento!$E19,Detalhamento!U$15)),IF(INDEX(Import.PLE,Detalhamento!$E19,Detalhamento!U$15)<=mediçao,OFFSET(Import.PLQ,$A19-1,U$15-1,1,1),0),0),IF(ISNUMBER(INDEX(Import.PLE,Detalhamento!$E19,Detalhamento!U$15)),IF(INDEX(Import.PLE,Detalhamento!$E19,Detalhamento!U$15)<=mediçao,0,OFFSET(Import.PLQ,$A19-1,U$15-1,1,1)),OFFSET(Import.PLQ,$A19-1,U$15-1,1,1))))","v":0},{"$f":"IF(V$13=\"\",0,CHOOSE(Detalhamento.OpçãoServiços,OFFSET(Import.PLQ,$A19-1,V$15-1,1,1),IF(ISNUMBER(INDEX(Import.PLE,Detalhamento!$E19,Detalhamento!V$15)),IF(INDEX(Import.PLE,Detalhamento!$E19,Detalhamento!V$15)<=mediçao,OFFSET(Import.PLQ,$A19-1,V$15-1,1,1),0),0),IF(ISNUMBER(INDEX(Import.PLE,Detalhamento!$E19,Detalhamento!V$15)),IF(INDEX(Import.PLE,Detalhamento!$E19,Detalhamento!V$15)<=mediçao,0,OFFSET(Import.PLQ,$A19-1,V$15-1,1,1)),OFFSET(Import.PLQ,$A19-1,V$15-1,1,1))))","v":0},{"$f":"IF(W$13=\"\",0,CHOOSE(Detalhamento.OpçãoServiços,OFFSET(Import.PLQ,$A19-1,W$15-1,1,1),IF(ISNUMBER(INDEX(Import.PLE,Detalhamento!$E19,Detalhamento!W$15)),IF(INDEX(Import.PLE,Detalhamento!$E19,Detalhamento!W$15)<=mediçao,OFFSET(Import.PLQ,$A19-1,W$15-1,1,1),0),0),IF(ISNUMBER(INDEX(Import.PLE,Detalhamento!$E19,Detalhamento!W$15)),IF(INDEX(Import.PLE,Detalhamento!$E19,Detalhamento!W$15)<=mediçao,0,OFFSET(Import.PLQ,$A19-1,W$15-1,1,1)),OFFSET(Import.PLQ,$A19-1,W$15-1,1,1))))","v":0},{"$f":"IF(X$13=\"\",0,CHOOSE(Detalhamento.OpçãoServiços,OFFSET(Import.PLQ,$A19-1,X$15-1,1,1),IF(ISNUMBER(INDEX(Import.PLE,Detalhamento!$E19,Detalhamento!X$15)),IF(INDEX(Import.PLE,Detalhamento!$E19,Detalhamento!X$15)<=mediçao,OFFSET(Import.PLQ,$A19-1,X$15-1,1,1),0),0),IF(ISNUMBER(INDEX(Import.PLE,Detalhamento!$E19,Detalhamento!X$15)),IF(INDEX(Import.PLE,Detalhamento!$E19,Detalhamento!X$15)<=mediçao,0,OFFSET(Import.PLQ,$A19-1,X$15-1,1,1)),OFFSET(Import.PLQ,$A19-1,X$15-1,1,1))))","v":0},{"$f":"IF(Y$13=\"\",0,CHOOSE(Detalhamento.OpçãoServiços,OFFSET(Import.PLQ,$A19-1,Y$15-1,1,1),IF(ISNUMBER(INDEX(Import.PLE,Detalhamento!$E19,Detalhamento!Y$15)),IF(INDEX(Import.PLE,Detalhamento!$E19,Detalhamento!Y$15)<=mediçao,OFFSET(Import.PLQ,$A19-1,Y$15-1,1,1),0),0),IF(ISNUMBER(INDEX(Import.PLE,Detalhamento!$E19,Detalhamento!Y$15)),IF(INDEX(Import.PLE,Detalhamento!$E19,Detalhamento!Y$15)<=mediçao,0,OFFSET(Import.PLQ,$A19-1,Y$15-1,1,1)),OFFSET(Import.PLQ,$A19-1,Y$15-1,1,1))))","v":0},{"$f":"IF(Z$13=\"\",0,CHOOSE(Detalhamento.OpçãoServiços,OFFSET(Import.PLQ,$A19-1,Z$15-1,1,1),IF(ISNUMBER(INDEX(Import.PLE,Detalhamento!$E19,Detalhamento!Z$15)),IF(INDEX(Import.PLE,Detalhamento!$E19,Detalhamento!Z$15)<=mediçao,OFFSET(Import.PLQ,$A19-1,Z$15-1,1,1),0),0),IF(ISNUMBER(INDEX(Import.PLE,Detalhamento!$E19,Detalhamento!Z$15)),IF(INDEX(Import.PLE,Detalhamento!$E19,Detalhamento!Z$15)<=mediçao,0,OFFSET(Import.PLQ,$A19-1,Z$15-1,1,1)),OFFSET(Import.PLQ,$A19-1,Z$15-1,1,1))))","v":0},{"$f":"IF(AA$13=\"\",0,CHOOSE(Detalhamento.OpçãoServiços,OFFSET(Import.PLQ,$A19-1,AA$15-1,1,1),IF(ISNUMBER(INDEX(Import.PLE,Detalhamento!$E19,Detalhamento!AA$15)),IF(INDEX(Import.PLE,Detalhamento!$E19,Detalhamento!AA$15)<=mediçao,OFFSET(Import.PLQ,$A19-1,AA$15-1,1,1),0),0),IF(ISNUMBER(INDEX(Import.PLE,Detalhamento!$E19,Detalhamento!AA$15)),IF(INDEX(Import.PLE,Detalhamento!$E19,Detalhamento!AA$15)<=mediçao,0,OFFSET(Import.PLQ,$A19-1,AA$15-1,1,1)),OFFSET(Import.PLQ,$A19-1,AA$15-1,1,1))))","v":0},{"$f":"IF(AB$13=\"\",0,CHOOSE(Detalhamento.OpçãoServiços,OFFSET(Import.PLQ,$A19-1,AB$15-1,1,1),IF(ISNUMBER(INDEX(Import.PLE,Detalhamento!$E19,Detalhamento!AB$15)),IF(INDEX(Import.PLE,Detalhamento!$E19,Detalhamento!AB$15)<=mediçao,OFFSET(Import.PLQ,$A19-1,AB$15-1,1,1),0),0),IF(ISNUMBER(INDEX(Import.PLE,Detalhamento!$E19,Detalhamento!AB$15)),IF(INDEX(Import.PLE,Detalhamento!$E19,Detalhamento!AB$15)<=mediçao,0,OFFSET(Import.PLQ,$A19-1,AB$15-1,1,1)),OFFSET(Import.PLQ,$A19-1,AB$15-1,1,1))))","v":0},{"$f":"IF(AC$13=\"\",0,CHOOSE(Detalhamento.OpçãoServiços,OFFSET(Import.PLQ,$A19-1,AC$15-1,1,1),IF(ISNUMBER(INDEX(Import.PLE,Detalhamento!$E19,Detalhamento!AC$15)),IF(INDEX(Import.PLE,Detalhamento!$E19,Detalhamento!AC$15)<=mediçao,OFFSET(Import.PLQ,$A19-1,AC$15-1,1,1),0),0),IF(ISNUMBER(INDEX(Import.PLE,Detalhamento!$E19,Detalhamento!AC$15)),IF(INDEX(Import.PLE,Detalhamento!$E19,Detalhamento!AC$15)<=mediçao,0,OFFSET(Import.PLQ,$A19-1,AC$15-1,1,1)),OFFSET(Import.PLQ,$A19-1,AC$15-1,1,1))))","v":0},{"$f":"IF(AD$13=\"\",0,CHOOSE(Detalhamento.OpçãoServiços,OFFSET(Import.PLQ,$A19-1,AD$15-1,1,1),IF(ISNUMBER(INDEX(Import.PLE,Detalhamento!$E19,Detalhamento!AD$15)),IF(INDEX(Import.PLE,Detalhamento!$E19,Detalhamento!AD$15)<=mediçao,OFFSET(Import.PLQ,$A19-1,AD$15-1,1,1),0),0),IF(ISNUMBER(INDEX(Import.PLE,Detalhamento!$E19,Detalhamento!AD$15)),IF(INDEX(Import.PLE,Detalhamento!$E19,Detalhamento!AD$15)<=mediçao,0,OFFSET(Import.PLQ,$A19-1,AD$15-1,1,1)),OFFSET(Import.PLQ,$A19-1,AD$15-1,1,1))))","v":0},{"$f":"IF(AE$13=\"\",0,CHOOSE(Detalhamento.OpçãoServiços,OFFSET(Import.PLQ,$A19-1,AE$15-1,1,1),IF(ISNUMBER(INDEX(Import.PLE,Detalhamento!$E19,Detalhamento!AE$15)),IF(INDEX(Import.PLE,Detalhamento!$E19,Detalhamento!AE$15)<=mediçao,OFFSET(Import.PLQ,$A19-1,AE$15-1,1,1),0),0),IF(ISNUMBER(INDEX(Import.PLE,Detalhamento!$E19,Detalhamento!AE$15)),IF(INDEX(Import.PLE,Detalhamento!$E19,Detalhamento!AE$15)<=mediçao,0,OFFSET(Import.PLQ,$A19-1,AE$15-1,1,1)),OFFSET(Import.PLQ,$A19-1,AE$15-1,1,1))))","v":0},{"$f":"IF(AF$13=\"\",0,CHOOSE(Detalhamento.OpçãoServiços,OFFSET(Import.PLQ,$A19-1,AF$15-1,1,1),IF(ISNUMBER(INDEX(Import.PLE,Detalhamento!$E19,Detalhamento!AF$15)),IF(INDEX(Import.PLE,Detalhamento!$E19,Detalhamento!AF$15)<=mediçao,OFFSET(Import.PLQ,$A19-1,AF$15-1,1,1),0),0),IF(ISNUMBER(INDEX(Import.PLE,Detalhamento!$E19,Detalhamento!AF$15)),IF(INDEX(Import.PLE,Detalhamento!$E19,Detalhamento!AF$15)<=mediçao,0,OFFSET(Import.PLQ,$A19-1,AF$15-1,1,1)),OFFSET(Import.PLQ,$A19-1,AF$15-1,1,1))))","v":0},{"$f":"IF(AG$13=\"\",0,CHOOSE(Detalhamento.OpçãoServiços,OFFSET(Import.PLQ,$A19-1,AG$15-1,1,1),IF(ISNUMBER(INDEX(Import.PLE,Detalhamento!$E19,Detalhamento!AG$15)),IF(INDEX(Import.PLE,Detalhamento!$E19,Detalhamento!AG$15)<=mediçao,OFFSET(Import.PLQ,$A19-1,AG$15-1,1,1),0),0),IF(ISNUMBER(INDEX(Import.PLE,Detalhamento!$E19,Detalhamento!AG$15)),IF(INDEX(Import.PLE,Detalhamento!$E19,Detalhamento!AG$15)<=mediçao,0,OFFSET(Import.PLQ,$A19-1,AG$15-1,1,1)),OFFSET(Import.PLQ,$A19-1,AG$15-1,1,1))))","v":0},{"$f":"IF(AH$13=\"\",0,CHOOSE(Detalhamento.OpçãoServiços,OFFSET(Import.PLQ,$A19-1,AH$15-1,1,1),IF(ISNUMBER(INDEX(Import.PLE,Detalhamento!$E19,Detalhamento!AH$15)),IF(INDEX(Import.PLE,Detalhamento!$E19,Detalhamento!AH$15)<=mediçao,OFFSET(Import.PLQ,$A19-1,AH$15-1,1,1),0),0),IF(ISNUMBER(INDEX(Import.PLE,Detalhamento!$E19,Detalhamento!AH$15)),IF(INDEX(Import.PLE,Detalhamento!$E19,Detalhamento!AH$15)<=mediçao,0,OFFSET(Import.PLQ,$A19-1,AH$15-1,1,1)),OFFSET(Import.PLQ,$A19-1,AH$15-1,1,1))))","v":0},{"$f":"IF(AI$13=\"\",0,CHOOSE(Detalhamento.OpçãoServiços,OFFSET(Import.PLQ,$A19-1,AI$15-1,1,1),IF(ISNUMBER(INDEX(Import.PLE,Detalhamento!$E19,Detalhamento!AI$15)),IF(INDEX(Import.PLE,Detalhamento!$E19,Detalhamento!AI$15)<=mediçao,OFFSET(Import.PLQ,$A19-1,AI$15-1,1,1),0),0),IF(ISNUMBER(INDEX(Import.PLE,Detalhamento!$E19,Detalhamento!AI$15)),IF(INDEX(Import.PLE,Detalhamento!$E19,Detalhamento!AI$15)<=mediçao,0,OFFSET(Import.PLQ,$A19-1,AI$15-1,1,1)),OFFSET(Import.PLQ,$A19-1,AI$15-1,1,1))))","v":0},{"$f":"IF(AJ$13=\"\",0,CHOOSE(Detalhamento.OpçãoServiços,OFFSET(Import.PLQ,$A19-1,AJ$15-1,1,1),IF(ISNUMBER(INDEX(Import.PLE,Detalhamento!$E19,Detalhamento!AJ$15)),IF(INDEX(Import.PLE,Detalhamento!$E19,Detalhamento!AJ$15)<=mediçao,OFFSET(Import.PLQ,$A19-1,AJ$15-1,1,1),0),0),IF(ISNUMBER(INDEX(Import.PLE,Detalhamento!$E19,Detalhamento!AJ$15)),IF(INDEX(Import.PLE,Detalhamento!$E19,Detalhamento!AJ$15)<=mediçao,0,OFFSET(Import.PLQ,$A19-1,AJ$15-1,1,1)),OFFSET(Import.PLQ,$A19-1,AJ$15-1,1,1))))","v":0},{"$f":"IF(AK$13=\"\",0,CHOOSE(Detalhamento.OpçãoServiços,OFFSET(Import.PLQ,$A19-1,AK$15-1,1,1),IF(ISNUMBER(INDEX(Import.PLE,Detalhamento!$E19,Detalhamento!AK$15)),IF(INDEX(Import.PLE,Detalhamento!$E19,Detalhamento!AK$15)<=mediçao,OFFSET(Import.PLQ,$A19-1,AK$15-1,1,1),0),0),IF(ISNUMBER(INDEX(Import.PLE,Detalhamento!$E19,Detalhamento!AK$15)),IF(INDEX(Import.PLE,Detalhamento!$E19,Detalhamento!AK$15)<=mediçao,0,OFFSET(Import.PLQ,$A19-1,AK$15-1,1,1)),OFFSET(Import.PLQ,$A19-1,AK$15-1,1,1))))","v":0},{"$f":"IF(AL$13=\"\",0,CHOOSE(Detalhamento.OpçãoServiços,OFFSET(Import.PLQ,$A19-1,AL$15-1,1,1),IF(ISNUMBER(INDEX(Import.PLE,Detalhamento!$E19,Detalhamento!AL$15)),IF(INDEX(Import.PLE,Detalhamento!$E19,Detalhamento!AL$15)<=mediçao,OFFSET(Import.PLQ,$A19-1,AL$15-1,1,1),0),0),IF(ISNUMBER(INDEX(Import.PLE,Detalhamento!$E19,Detalhamento!AL$15)),IF(INDEX(Import.PLE,Detalhamento!$E19,Detalhamento!AL$15)<=mediçao,0,OFFSET(Import.PLQ,$A19-1,AL$15-1,1,1)),OFFSET(Import.PLQ,$A19-1,AL$15-1,1,1))))","v":0},{"$f":"IF(AM$13=\"\",0,CHOOSE(Detalhamento.OpçãoServiços,OFFSET(Import.PLQ,$A19-1,AM$15-1,1,1),IF(ISNUMBER(INDEX(Import.PLE,Detalhamento!$E19,Detalhamento!AM$15)),IF(INDEX(Import.PLE,Detalhamento!$E19,Detalhamento!AM$15)<=mediçao,OFFSET(Import.PLQ,$A19-1,AM$15-1,1,1),0),0),IF(ISNUMBER(INDEX(Import.PLE,Detalhamento!$E19,Detalhamento!AM$15)),IF(INDEX(Import.PLE,Detalhamento!$E19,Detalhamento!AM$15)<=mediçao,0,OFFSET(Import.PLQ,$A19-1,AM$15-1,1,1)),OFFSET(Import.PLQ,$A19-1,AM$15-1,1,1))))","v":0},{"$f":"IF(AN$13=\"\",0,CHOOSE(Detalhamento.OpçãoServiços,OFFSET(Import.PLQ,$A19-1,AN$15-1,1,1),IF(ISNUMBER(INDEX(Import.PLE,Detalhamento!$E19,Detalhamento!AN$15)),IF(INDEX(Import.PLE,Detalhamento!$E19,Detalhamento!AN$15)<=mediçao,OFFSET(Import.PLQ,$A19-1,AN$15-1,1,1),0),0),IF(ISNUMBER(INDEX(Import.PLE,Detalhamento!$E19,Detalhamento!AN$15)),IF(INDEX(Import.PLE,Detalhamento!$E19,Detalhamento!AN$15)<=mediçao,0,OFFSET(Import.PLQ,$A19-1,AN$15-1,1,1)),OFFSET(Import.PLQ,$A19-1,AN$15-1,1,1))))","v":0},{"$f":"IF(AO$13=\"\",0,CHOOSE(Detalhamento.OpçãoServiços,OFFSET(Import.PLQ,$A19-1,AO$15-1,1,1),IF(ISNUMBER(INDEX(Import.PLE,Detalhamento!$E19,Detalhamento!AO$15)),IF(INDEX(Import.PLE,Detalhamento!$E19,Detalhamento!AO$15)<=mediçao,OFFSET(Import.PLQ,$A19-1,AO$15-1,1,1),0),0),IF(ISNUMBER(INDEX(Import.PLE,Detalhamento!$E19,Detalhamento!AO$15)),IF(INDEX(Import.PLE,Detalhamento!$E19,Detalhamento!AO$15)<=mediçao,0,OFFSET(Import.PLQ,$A19-1,AO$15-1,1,1)),OFFSET(Import.PLQ,$A19-1,AO$15-1,1,1))))","v":0},{"$f":"IF(AP$13=\"\",0,CHOOSE(Detalhamento.OpçãoServiços,OFFSET(Import.PLQ,$A19-1,AP$15-1,1,1),IF(ISNUMBER(INDEX(Import.PLE,Detalhamento!$E19,Detalhamento!AP$15)),IF(INDEX(Import.PLE,Detalhamento!$E19,Detalhamento!AP$15)<=mediçao,OFFSET(Import.PLQ,$A19-1,AP$15-1,1,1),0),0),IF(ISNUMBER(INDEX(Import.PLE,Detalhamento!$E19,Detalhamento!AP$15)),IF(INDEX(Import.PLE,Detalhamento!$E19,Detalhamento!AP$15)<=mediçao,0,OFFSET(Import.PLQ,$A19-1,AP$15-1,1,1)),OFFSET(Import.PLQ,$A19-1,AP$15-1,1,1))))","v":0},{"$f":"IF(AQ$13=\"\",0,CHOOSE(Detalhamento.OpçãoServiços,OFFSET(Import.PLQ,$A19-1,AQ$15-1,1,1),IF(ISNUMBER(INDEX(Import.PLE,Detalhamento!$E19,Detalhamento!AQ$15)),IF(INDEX(Import.PLE,Detalhamento!$E19,Detalhamento!AQ$15)<=mediçao,OFFSET(Import.PLQ,$A19-1,AQ$15-1,1,1),0),0),IF(ISNUMBER(INDEX(Import.PLE,Detalhamento!$E19,Detalhamento!AQ$15)),IF(INDEX(Import.PLE,Detalhamento!$E19,Detalhamento!AQ$15)<=mediçao,0,OFFSET(Import.PLQ,$A19-1,AQ$15-1,1,1)),OFFSET(Import.PLQ,$A19-1,AQ$15-1,1,1))))","v":0},{"$f":"IF(AR$13=\"\",0,CHOOSE(Detalhamento.OpçãoServiços,OFFSET(Import.PLQ,$A19-1,AR$15-1,1,1),IF(ISNUMBER(INDEX(Import.PLE,Detalhamento!$E19,Detalhamento!AR$15)),IF(INDEX(Import.PLE,Detalhamento!$E19,Detalhamento!AR$15)<=mediçao,OFFSET(Import.PLQ,$A19-1,AR$15-1,1,1),0),0),IF(ISNUMBER(INDEX(Import.PLE,Detalhamento!$E19,Detalhamento!AR$15)),IF(INDEX(Import.PLE,Detalhamento!$E19,Detalhamento!AR$15)<=mediçao,0,OFFSET(Import.PLQ,$A19-1,AR$15-1,1,1)),OFFSET(Import.PLQ,$A19-1,AR$15-1,1,1))))","v":0},{"$f":"IF(AS$13=\"\",0,CHOOSE(Detalhamento.OpçãoServiços,OFFSET(Import.PLQ,$A19-1,AS$15-1,1,1),IF(ISNUMBER(INDEX(Import.PLE,Detalhamento!$E19,Detalhamento!AS$15)),IF(INDEX(Import.PLE,Detalhamento!$E19,Detalhamento!AS$15)<=mediçao,OFFSET(Import.PLQ,$A19-1,AS$15-1,1,1),0),0),IF(ISNUMBER(INDEX(Import.PLE,Detalhamento!$E19,Detalhamento!AS$15)),IF(INDEX(Import.PLE,Detalhamento!$E19,Detalhamento!AS$15)<=mediçao,0,OFFSET(Import.PLQ,$A19-1,AS$15-1,1,1)),OFFSET(Import.PLQ,$A19-1,AS$15-1,1,1))))","v":0},{"$f":"IF(AT$13=\"\",0,CHOOSE(Detalhamento.OpçãoServiços,OFFSET(Import.PLQ,$A19-1,AT$15-1,1,1),IF(ISNUMBER(INDEX(Import.PLE,Detalhamento!$E19,Detalhamento!AT$15)),IF(INDEX(Import.PLE,Detalhamento!$E19,Detalhamento!AT$15)<=mediçao,OFFSET(Import.PLQ,$A19-1,AT$15-1,1,1),0),0),IF(ISNUMBER(INDEX(Import.PLE,Detalhamento!$E19,Detalhamento!AT$15)),IF(INDEX(Import.PLE,Detalhamento!$E19,Detalhamento!AT$15)<=mediçao,0,OFFSET(Import.PLQ,$A19-1,AT$15-1,1,1)),OFFSET(Import.PLQ,$A19-1,AT$15-1,1,1))))","v":0},{"$f":"IF(AU$13=\"\",0,CHOOSE(Detalhamento.OpçãoServiços,OFFSET(Import.PLQ,$A19-1,AU$15-1,1,1),IF(ISNUMBER(INDEX(Import.PLE,Detalhamento!$E19,Detalhamento!AU$15)),IF(INDEX(Import.PLE,Detalhamento!$E19,Detalhamento!AU$15)<=mediçao,OFFSET(Import.PLQ,$A19-1,AU$15-1,1,1),0),0),IF(ISNUMBER(INDEX(Import.PLE,Detalhamento!$E19,Detalhamento!AU$15)),IF(INDEX(Import.PLE,Detalhamento!$E19,Detalhamento!AU$15)<=mediçao,0,OFFSET(Import.PLQ,$A19-1,AU$15-1,1,1)),OFFSET(Import.PLQ,$A19-1,AU$15-1,1,1))))","v":0},{"$f":"IF(AV$13=\"\",0,CHOOSE(Detalhamento.OpçãoServiços,OFFSET(Import.PLQ,$A19-1,AV$15-1,1,1),IF(ISNUMBER(INDEX(Import.PLE,Detalhamento!$E19,Detalhamento!AV$15)),IF(INDEX(Import.PLE,Detalhamento!$E19,Detalhamento!AV$15)<=mediçao,OFFSET(Import.PLQ,$A19-1,AV$15-1,1,1),0),0),IF(ISNUMBER(INDEX(Import.PLE,Detalhamento!$E19,Detalhamento!AV$15)),IF(INDEX(Import.PLE,Detalhamento!$E19,Detalhamento!AV$15)<=mediçao,0,OFFSET(Import.PLQ,$A19-1,AV$15-1,1,1)),OFFSET(Import.PLQ,$A19-1,AV$15-1,1,1))))","v":0},{"$f":"IF(AW$13=\"\",0,CHOOSE(Detalhamento.OpçãoServiços,OFFSET(Import.PLQ,$A19-1,AW$15-1,1,1),IF(ISNUMBER(INDEX(Import.PLE,Detalhamento!$E19,Detalhamento!AW$15)),IF(INDEX(Import.PLE,Detalhamento!$E19,Detalhamento!AW$15)<=mediçao,OFFSET(Import.PLQ,$A19-1,AW$15-1,1,1),0),0),IF(ISNUMBER(INDEX(Import.PLE,Detalhamento!$E19,Detalhamento!AW$15)),IF(INDEX(Import.PLE,Detalhamento!$E19,Detalhamento!AW$15)<=mediçao,0,OFFSET(Import.PLQ,$A19-1,AW$15-1,1,1)),OFFSET(Import.PLQ,$A19-1,AW$15-1,1,1))))","v":0},{"$f":"IF(AX$13=\"\",0,CHOOSE(Detalhamento.OpçãoServiços,OFFSET(Import.PLQ,$A19-1,AX$15-1,1,1),IF(ISNUMBER(INDEX(Import.PLE,Detalhamento!$E19,Detalhamento!AX$15)),IF(INDEX(Import.PLE,Detalhamento!$E19,Detalhamento!AX$15)<=mediçao,OFFSET(Import.PLQ,$A19-1,AX$15-1,1,1),0),0),IF(ISNUMBER(INDEX(Import.PLE,Detalhamento!$E19,Detalhamento!AX$15)),IF(INDEX(Import.PLE,Detalhamento!$E19,Detalhamento!AX$15)<=mediçao,0,OFFSET(Import.PLQ,$A19-1,AX$15-1,1,1)),OFFSET(Import.PLQ,$A19-1,AX$15-1,1,1))))","v":0},{"$f":"IF(AY$13=\"\",0,CHOOSE(Detalhamento.OpçãoServiços,OFFSET(Import.PLQ,$A19-1,AY$15-1,1,1),IF(ISNUMBER(INDEX(Import.PLE,Detalhamento!$E19,Detalhamento!AY$15)),IF(INDEX(Import.PLE,Detalhamento!$E19,Detalhamento!AY$15)<=mediçao,OFFSET(Import.PLQ,$A19-1,AY$15-1,1,1),0),0),IF(ISNUMBER(INDEX(Import.PLE,Detalhamento!$E19,Detalhamento!AY$15)),IF(INDEX(Import.PLE,Detalhamento!$E19,Detalhamento!AY$15)<=mediçao,0,OFFSET(Import.PLQ,$A19-1,AY$15-1,1,1)),OFFSET(Import.PLQ,$A19-1,AY$15-1,1,1))))","v":0},{"$f":"IF(AZ$13=\"\",0,CHOOSE(Detalhamento.OpçãoServiços,OFFSET(Import.PLQ,$A19-1,AZ$15-1,1,1),IF(ISNUMBER(INDEX(Import.PLE,Detalhamento!$E19,Detalhamento!AZ$15)),IF(INDEX(Import.PLE,Detalhamento!$E19,Detalhamento!AZ$15)<=mediçao,OFFSET(Import.PLQ,$A19-1,AZ$15-1,1,1),0),0),IF(ISNUMBER(INDEX(Import.PLE,Detalhamento!$E19,Detalhamento!AZ$15)),IF(INDEX(Import.PLE,Detalhamento!$E19,Detalhamento!AZ$15)<=mediçao,0,OFFSET(Import.PLQ,$A19-1,AZ$15-1,1,1)),OFFSET(Import.PLQ,$A19-1,AZ$15-1,1,1))))","v":0},{"$f":"IF(BA$13=\"\",0,CHOOSE(Detalhamento.OpçãoServiços,OFFSET(Import.PLQ,$A19-1,BA$15-1,1,1),IF(ISNUMBER(INDEX(Import.PLE,Detalhamento!$E19,Detalhamento!BA$15)),IF(INDEX(Import.PLE,Detalhamento!$E19,Detalhamento!BA$15)<=mediçao,OFFSET(Import.PLQ,$A19-1,BA$15-1,1,1),0),0),IF(ISNUMBER(INDEX(Import.PLE,Detalhamento!$E19,Detalhamento!BA$15)),IF(INDEX(Import.PLE,Detalhamento!$E19,Detalhamento!BA$15)<=mediçao,0,OFFSET(Import.PLQ,$A19-1,BA$15-1,1,1)),OFFSET(Import.PLQ,$A19-1,BA$15-1,1,1))))","v":0},{"$f":"IF(BB$13=\"\",0,CHOOSE(Detalhamento.OpçãoServiços,OFFSET(Import.PLQ,$A19-1,BB$15-1,1,1),IF(ISNUMBER(INDEX(Import.PLE,Detalhamento!$E19,Detalhamento!BB$15)),IF(INDEX(Import.PLE,Detalhamento!$E19,Detalhamento!BB$15)<=mediçao,OFFSET(Import.PLQ,$A19-1,BB$15-1,1,1),0),0),IF(ISNUMBER(INDEX(Import.PLE,Detalhamento!$E19,Detalhamento!BB$15)),IF(INDEX(Import.PLE,Detalhamento!$E19,Detalhamento!BB$15)<=mediçao,0,OFFSET(Import.PLQ,$A19-1,BB$15-1,1,1)),OFFSET(Import.PLQ,$A19-1,BB$15-1,1,1))))","v":0},{"$f":"IF(BC$13=\"\",0,CHOOSE(Detalhamento.OpçãoServiços,OFFSET(Import.PLQ,$A19-1,BC$15-1,1,1),IF(ISNUMBER(INDEX(Import.PLE,Detalhamento!$E19,Detalhamento!BC$15)),IF(INDEX(Import.PLE,Detalhamento!$E19,Detalhamento!BC$15)<=mediçao,OFFSET(Import.PLQ,$A19-1,BC$15-1,1,1),0),0),IF(ISNUMBER(INDEX(Import.PLE,Detalhamento!$E19,Detalhamento!BC$15)),IF(INDEX(Import.PLE,Detalhamento!$E19,Detalhamento!BC$15)<=mediçao,0,OFFSET(Import.PLQ,$A19-1,BC$15-1,1,1)),OFFSET(Import.PLQ,$A19-1,BC$15-1,1,1))))","v":0},{"$f":"IF(BD$13=\"\",0,CHOOSE(Detalhamento.OpçãoServiços,OFFSET(Import.PLQ,$A19-1,BD$15-1,1,1),IF(ISNUMBER(INDEX(Import.PLE,Detalhamento!$E19,Detalhamento!BD$15)),IF(INDEX(Import.PLE,Detalhamento!$E19,Detalhamento!BD$15)<=mediçao,OFFSET(Import.PLQ,$A19-1,BD$15-1,1,1),0),0),IF(ISNUMBER(INDEX(Import.PLE,Detalhamento!$E19,Detalhamento!BD$15)),IF(INDEX(Import.PLE,Detalhamento!$E19,Detalhamento!BD$15)<=mediçao,0,OFFSET(Import.PLQ,$A19-1,BD$15-1,1,1)),OFFSET(Import.PLQ,$A19-1,BD$15-1,1,1))))","v":0},{"$f":"IF(BE$13=\"\",0,CHOOSE(Detalhamento.OpçãoServiços,OFFSET(Import.PLQ,$A19-1,BE$15-1,1,1),IF(ISNUMBER(INDEX(Import.PLE,Detalhamento!$E19,Detalhamento!BE$15)),IF(INDEX(Import.PLE,Detalhamento!$E19,Detalhamento!BE$15)<=mediçao,OFFSET(Import.PLQ,$A19-1,BE$15-1,1,1),0),0),IF(ISNUMBER(INDEX(Import.PLE,Detalhamento!$E19,Detalhamento!BE$15)),IF(INDEX(Import.PLE,Detalhamento!$E19,Detalhamento!BE$15)<=mediçao,0,OFFSET(Import.PLQ,$A19-1,BE$15-1,1,1)),OFFSET(Import.PLQ,$A19-1,BE$15-1,1,1))))","v":0},{"$f":"IF(BF$13=\"\",0,CHOOSE(Detalhamento.OpçãoServiços,OFFSET(Import.PLQ,$A19-1,BF$15-1,1,1),IF(ISNUMBER(INDEX(Import.PLE,Detalhamento!$E19,Detalhamento!BF$15)),IF(INDEX(Import.PLE,Detalhamento!$E19,Detalhamento!BF$15)<=mediçao,OFFSET(Import.PLQ,$A19-1,BF$15-1,1,1),0),0),IF(ISNUMBER(INDEX(Import.PLE,Detalhamento!$E19,Detalhamento!BF$15)),IF(INDEX(Import.PLE,Detalhamento!$E19,Detalhamento!BF$15)<=mediçao,0,OFFSET(Import.PLQ,$A19-1,BF$15-1,1,1)),OFFSET(Import.PLQ,$A19-1,BF$15-1,1,1))))","v":0},{"$f":"IF(BG$13=\"\",0,CHOOSE(Detalhamento.OpçãoServiços,OFFSET(Import.PLQ,$A19-1,BG$15-1,1,1),IF(ISNUMBER(INDEX(Import.PLE,Detalhamento!$E19,Detalhamento!BG$15)),IF(INDEX(Import.PLE,Detalhamento!$E19,Detalhamento!BG$15)<=mediçao,OFFSET(Import.PLQ,$A19-1,BG$15-1,1,1),0),0),IF(ISNUMBER(INDEX(Import.PLE,Detalhamento!$E19,Detalhamento!BG$15)),IF(INDEX(Import.PLE,Detalhamento!$E19,Detalhamento!BG$15)<=mediçao,0,OFFSET(Import.PLQ,$A19-1,BG$15-1,1,1)),OFFSET(Import.PLQ,$A19-1,BG$15-1,1,1))))","v":0},{"$f":"IF(BH$13=\"\",0,CHOOSE(Detalhamento.OpçãoServiços,OFFSET(Import.PLQ,$A19-1,BH$15-1,1,1),IF(ISNUMBER(INDEX(Import.PLE,Detalhamento!$E19,Detalhamento!BH$15)),IF(INDEX(Import.PLE,Detalhamento!$E19,Detalhamento!BH$15)<=mediçao,OFFSET(Import.PLQ,$A19-1,BH$15-1,1,1),0),0),IF(ISNUMBER(INDEX(Import.PLE,Detalhamento!$E19,Detalhamento!BH$15)),IF(INDEX(Import.PLE,Detalhamento!$E19,Detalhamento!BH$15)<=mediçao,0,OFFSET(Import.PLQ,$A19-1,BH$15-1,1,1)),OFFSET(Import.PLQ,$A19-1,BH$15-1,1,1))))","v":0},{"$f":"IF(BI$13=\"\",0,CHOOSE(Detalhamento.OpçãoServiços,OFFSET(Import.PLQ,$A19-1,BI$15-1,1,1),IF(ISNUMBER(INDEX(Import.PLE,Detalhamento!$E19,Detalhamento!BI$15)),IF(INDEX(Import.PLE,Detalhamento!$E19,Detalhamento!BI$15)<=mediçao,OFFSET(Import.PLQ,$A19-1,BI$15-1,1,1),0),0),IF(ISNUMBER(INDEX(Import.PLE,Detalhamento!$E19,Detalhamento!BI$15)),IF(INDEX(Import.PLE,Detalhamento!$E19,Detalhamento!BI$15)<=mediçao,0,OFFSET(Import.PLQ,$A19-1,BI$15-1,1,1)),OFFSET(Import.PLQ,$A19-1,BI$15-1,1,1))))","v":0}]
[3,"Serviço",null,null,1,10003,"1.1.1.","PLACA DE OBRA EM CHAPA DE ACO GALVANIZADO PADRÃO AMMOC","M2",2.5,null,{"$f":"IF(L$13=\"\",0,CHOOSE(Detalhamento.OpçãoServiços,OFFSET(Import.PLQ,$A20-1,L$15-1,1,1),IF(ISNUMBER(INDEX(Import.PLE,Detalhamento!$E20,Detalhamento!L$15)),IF(INDEX(Import.PLE,Detalhamento!$E20,Detalhamento!L$15)<=mediçao,OFFSET(Import.PLQ,$A20-1,L$15-1,1,1),0),0),IF(ISNUMBER(INDEX(Import.PLE,Detalhamento!$E20,Detalhamento!L$15)),IF(INDEX(Import.PLE,Detalhamento!$E20,Detalhamento!L$15)<=mediçao,0,OFFSET(Import.PLQ,$A20-1,L$15-1,1,1)),OFFSET(Import.PLQ,$A20-1,L$15-1,1,1))))","v":2.5},{"$f":"IF(M$13=\"\",0,CHOOSE(Detalhamento.OpçãoServiços,OFFSET(Import.PLQ,$A20-1,M$15-1,1,1),IF(ISNUMBER(INDEX(Import.PLE,Detalhamento!$E20,Detalhamento!M$15)),IF(INDEX(Import.PLE,Detalhamento!$E20,Detalhamento!M$15)<=mediçao,OFFSET(Import.PLQ,$A20-1,M$15-1,1,1),0),0),IF(ISNUMBER(INDEX(Import.PLE,Detalhamento!$E20,Detalhamento!M$15)),IF(INDEX(Import.PLE,Detalhamento!$E20,Detalhamento!M$15)<=mediçao,0,OFFSET(Import.PLQ,$A20-1,M$15-1,1,1)),OFFSET(Import.PLQ,$A20-1,M$15-1,1,1))))","v":0},{"$f":"IF(N$13=\"\",0,CHOOSE(Detalhamento.OpçãoServiços,OFFSET(Import.PLQ,$A20-1,N$15-1,1,1),IF(ISNUMBER(INDEX(Import.PLE,Detalhamento!$E20,Detalhamento!N$15)),IF(INDEX(Import.PLE,Detalhamento!$E20,Detalhamento!N$15)<=mediçao,OFFSET(Import.PLQ,$A20-1,N$15-1,1,1),0),0),IF(ISNUMBER(INDEX(Import.PLE,Detalhamento!$E20,Detalhamento!N$15)),IF(INDEX(Import.PLE,Detalhamento!$E20,Detalhamento!N$15)<=mediçao,0,OFFSET(Import.PLQ,$A20-1,N$15-1,1,1)),OFFSET(Import.PLQ,$A20-1,N$15-1,1,1))))","v":0},{"$f":"IF(O$13=\"\",0,CHOOSE(Detalhamento.OpçãoServiços,OFFSET(Import.PLQ,$A20-1,O$15-1,1,1),IF(ISNUMBER(INDEX(Import.PLE,Detalhamento!$E20,Detalhamento!O$15)),IF(INDEX(Import.PLE,Detalhamento!$E20,Detalhamento!O$15)<=mediçao,OFFSET(Import.PLQ,$A20-1,O$15-1,1,1),0),0),IF(ISNUMBER(INDEX(Import.PLE,Detalhamento!$E20,Detalhamento!O$15)),IF(INDEX(Import.PLE,Detalhamento!$E20,Detalhamento!O$15)<=mediçao,0,OFFSET(Import.PLQ,$A20-1,O$15-1,1,1)),OFFSET(Import.PLQ,$A20-1,O$15-1,1,1))))","v":0},{"$f":"IF(P$13=\"\",0,CHOOSE(Detalhamento.OpçãoServiços,OFFSET(Import.PLQ,$A20-1,P$15-1,1,1),IF(ISNUMBER(INDEX(Import.PLE,Detalhamento!$E20,Detalhamento!P$15)),IF(INDEX(Import.PLE,Detalhamento!$E20,Detalhamento!P$15)<=mediçao,OFFSET(Import.PLQ,$A20-1,P$15-1,1,1),0),0),IF(ISNUMBER(INDEX(Import.PLE,Detalhamento!$E20,Detalhamento!P$15)),IF(INDEX(Import.PLE,Detalhamento!$E20,Detalhamento!P$15)<=mediçao,0,OFFSET(Import.PLQ,$A20-1,P$15-1,1,1)),OFFSET(Import.PLQ,$A20-1,P$15-1,1,1))))","v":0},{"$f":"IF(Q$13=\"\",0,CHOOSE(Detalhamento.OpçãoServiços,OFFSET(Import.PLQ,$A20-1,Q$15-1,1,1),IF(ISNUMBER(INDEX(Import.PLE,Detalhamento!$E20,Detalhamento!Q$15)),IF(INDEX(Import.PLE,Detalhamento!$E20,Detalhamento!Q$15)<=mediçao,OFFSET(Import.PLQ,$A20-1,Q$15-1,1,1),0),0),IF(ISNUMBER(INDEX(Import.PLE,Detalhamento!$E20,Detalhamento!Q$15)),IF(INDEX(Import.PLE,Detalhamento!$E20,Detalhamento!Q$15)<=mediçao,0,OFFSET(Import.PLQ,$A20-1,Q$15-1,1,1)),OFFSET(Import.PLQ,$A20-1,Q$15-1,1,1))))","v":0},{"$f":"IF(R$13=\"\",0,CHOOSE(Detalhamento.OpçãoServiços,OFFSET(Import.PLQ,$A20-1,R$15-1,1,1),IF(ISNUMBER(INDEX(Import.PLE,Detalhamento!$E20,Detalhamento!R$15)),IF(INDEX(Import.PLE,Detalhamento!$E20,Detalhamento!R$15)<=mediçao,OFFSET(Import.PLQ,$A20-1,R$15-1,1,1),0),0),IF(ISNUMBER(INDEX(Import.PLE,Detalhamento!$E20,Detalhamento!R$15)),IF(INDEX(Import.PLE,Detalhamento!$E20,Detalhamento!R$15)<=mediçao,0,OFFSET(Import.PLQ,$A20-1,R$15-1,1,1)),OFFSET(Import.PLQ,$A20-1,R$15-1,1,1))))","v":0},{"$f":"IF(S$13=\"\",0,CHOOSE(Detalhamento.OpçãoServiços,OFFSET(Import.PLQ,$A20-1,S$15-1,1,1),IF(ISNUMBER(INDEX(Import.PLE,Detalhamento!$E20,Detalhamento!S$15)),IF(INDEX(Import.PLE,Detalhamento!$E20,Detalhamento!S$15)<=mediçao,OFFSET(Import.PLQ,$A20-1,S$15-1,1,1),0),0),IF(ISNUMBER(INDEX(Import.PLE,Detalhamento!$E20,Detalhamento!S$15)),IF(INDEX(Import.PLE,Detalhamento!$E20,Detalhamento!S$15)<=mediçao,0,OFFSET(Import.PLQ,$A20-1,S$15-1,1,1)),OFFSET(Import.PLQ,$A20-1,S$15-1,1,1))))","v":0},{"$f":"IF(T$13=\"\",0,CHOOSE(Detalhamento.OpçãoServiços,OFFSET(Import.PLQ,$A20-1,T$15-1,1,1),IF(ISNUMBER(INDEX(Import.PLE,Detalhamento!$E20,Detalhamento!T$15)),IF(INDEX(Import.PLE,Detalhamento!$E20,Detalhamento!T$15)<=mediçao,OFFSET(Import.PLQ,$A20-1,T$15-1,1,1),0),0),IF(ISNUMBER(INDEX(Import.PLE,Detalhamento!$E20,Detalhamento!T$15)),IF(INDEX(Import.PLE,Detalhamento!$E20,Detalhamento!T$15)<=mediçao,0,OFFSET(Import.PLQ,$A20-1,T$15-1,1,1)),OFFSET(Import.PLQ,$A20-1,T$15-1,1,1))))","v":0},{"$f":"IF(U$13=\"\",0,CHOOSE(Detalhamento.OpçãoServiços,OFFSET(Import.PLQ,$A20-1,U$15-1,1,1),IF(ISNUMBER(INDEX(Import.PLE,Detalhamento!$E20,Detalhamento!U$15)),IF(INDEX(Import.PLE,Detalhamento!$E20,Detalhamento!U$15)<=mediçao,OFFSET(Import.PLQ,$A20-1,U$15-1,1,1),0),0),IF(ISNUMBER(INDEX(Import.PLE,Detalhamento!$E20,Detalhamento!U$15)),IF(INDEX(Import.PLE,Detalhamento!$E20,Detalhamento!U$15)<=mediçao,0,OFFSET(Import.PLQ,$A20-1,U$15-1,1,1)),OFFSET(Import.PLQ,$A20-1,U$15-1,1,1))))","v":0},{"$f":"IF(V$13=\"\",0,CHOOSE(Detalhamento.OpçãoServiços,OFFSET(Import.PLQ,$A20-1,V$15-1,1,1),IF(ISNUMBER(INDEX(Import.PLE,Detalhamento!$E20,Detalhamento!V$15)),IF(INDEX(Import.PLE,Detalhamento!$E20,Detalhamento!V$15)<=mediçao,OFFSET(Import.PLQ,$A20-1,V$15-1,1,1),0),0),IF(ISNUMBER(INDEX(Import.PLE,Detalhamento!$E20,Detalhamento!V$15)),IF(INDEX(Import.PLE,Detalhamento!$E20,Detalhamento!V$15)<=mediçao,0,OFFSET(Import.PLQ,$A20-1,V$15-1,1,1)),OFFSET(Import.PLQ,$A20-1,V$15-1,1,1))))","v":0},{"$f":"IF(W$13=\"\",0,CHOOSE(Detalhamento.OpçãoServiços,OFFSET(Import.PLQ,$A20-1,W$15-1,1,1),IF(ISNUMBER(INDEX(Import.PLE,Detalhamento!$E20,Detalhamento!W$15)),IF(INDEX(Import.PLE,Detalhamento!$E20,Detalhamento!W$15)<=mediçao,OFFSET(Import.PLQ,$A20-1,W$15-1,1,1),0),0),IF(ISNUMBER(INDEX(Import.PLE,Detalhamento!$E20,Detalhamento!W$15)),IF(INDEX(Import.PLE,Detalhamento!$E20,Detalhamento!W$15)<=mediçao,0,OFFSET(Import.PLQ,$A20-1,W$15-1,1,1)),OFFSET(Import.PLQ,$A20-1,W$15-1,1,1))))","v":0},{"$f":"IF(X$13=\"\",0,CHOOSE(Detalhamento.OpçãoServiços,OFFSET(Import.PLQ,$A20-1,X$15-1,1,1),IF(ISNUMBER(INDEX(Import.PLE,Detalhamento!$E20,Detalhamento!X$15)),IF(INDEX(Import.PLE,Detalhamento!$E20,Detalhamento!X$15)<=mediçao,OFFSET(Import.PLQ,$A20-1,X$15-1,1,1),0),0),IF(ISNUMBER(INDEX(Import.PLE,Detalhamento!$E20,Detalhamento!X$15)),IF(INDEX(Import.PLE,Detalhamento!$E20,Detalhamento!X$15)<=mediçao,0,OFFSET(Import.PLQ,$A20-1,X$15-1,1,1)),OFFSET(Import.PLQ,$A20-1,X$15-1,1,1))))","v":0},{"$f":"IF(Y$13=\"\",0,CHOOSE(Detalhamento.OpçãoServiços,OFFSET(Import.PLQ,$A20-1,Y$15-1,1,1),IF(ISNUMBER(INDEX(Import.PLE,Detalhamento!$E20,Detalhamento!Y$15)),IF(INDEX(Import.PLE,Detalhamento!$E20,Detalhamento!Y$15)<=mediçao,OFFSET(Import.PLQ,$A20-1,Y$15-1,1,1),0),0),IF(ISNUMBER(INDEX(Import.PLE,Detalhamento!$E20,Detalhamento!Y$15)),IF(INDEX(Import.PLE,Detalhamento!$E20,Detalhamento!Y$15)<=mediçao,0,OFFSET(Import.PLQ,$A20-1,Y$15-1,1,1)),OFFSET(Import.PLQ,$A20-1,Y$15-1,1,1))))","v":0},{"$f":"IF(Z$13=\"\",0,CHOOSE(Detalhamento.OpçãoServiços,OFFSET(Import.PLQ,$A20-1,Z$15-1,1,1),IF(ISNUMBER(INDEX(Import.PLE,Detalhamento!$E20,Detalhamento!Z$15)),IF(INDEX(Import.PLE,Detalhamento!$E20,Detalhamento!Z$15)<=mediçao,OFFSET(Import.PLQ,$A20-1,Z$15-1,1,1),0),0),IF(ISNUMBER(INDEX(Import.PLE,Detalhamento!$E20,Detalhamento!Z$15)),IF(INDEX(Import.PLE,Detalhamento!$E20,Detalhamento!Z$15)<=mediçao,0,OFFSET(Import.PLQ,$A20-1,Z$15-1,1,1)),OFFSET(Import.PLQ,$A20-1,Z$15-1,1,1))))","v":0},{"$f":"IF(AA$13=\"\",0,CHOOSE(Detalhamento.OpçãoServiços,OFFSET(Import.PLQ,$A20-1,AA$15-1,1,1),IF(ISNUMBER(INDEX(Import.PLE,Detalhamento!$E20,Detalhamento!AA$15)),IF(INDEX(Import.PLE,Detalhamento!$E20,Detalhamento!AA$15)<=mediçao,OFFSET(Import.PLQ,$A20-1,AA$15-1,1,1),0),0),IF(ISNUMBER(INDEX(Import.PLE,Detalhamento!$E20,Detalhamento!AA$15)),IF(INDEX(Import.PLE,Detalhamento!$E20,Detalhamento!AA$15)<=mediçao,0,OFFSET(Import.PLQ,$A20-1,AA$15-1,1,1)),OFFSET(Import.PLQ,$A20-1,AA$15-1,1,1))))","v":0},{"$f":"IF(AB$13=\"\",0,CHOOSE(Detalhamento.OpçãoServiços,OFFSET(Import.PLQ,$A20-1,AB$15-1,1,1),IF(ISNUMBER(INDEX(Import.PLE,Detalhamento!$E20,Detalhamento!AB$15)),IF(INDEX(Import.PLE,Detalhamento!$E20,Detalhamento!AB$15)<=mediçao,OFFSET(Import.PLQ,$A20-1,AB$15-1,1,1),0),0),IF(ISNUMBER(INDEX(Import.PLE,Detalhamento!$E20,Detalhamento!AB$15)),IF(INDEX(Import.PLE,Detalhamento!$E20,Detalhamento!AB$15)<=mediçao,0,OFFSET(Import.PLQ,$A20-1,AB$15-1,1,1)),OFFSET(Import.PLQ,$A20-1,AB$15-1,1,1))))","v":0},{"$f":"IF(AC$13=\"\",0,CHOOSE(Detalhamento.OpçãoServiços,OFFSET(Import.PLQ,$A20-1,AC$15-1,1,1),IF(ISNUMBER(INDEX(Import.PLE,Detalhamento!$E20,Detalhamento!AC$15)),IF(INDEX(Import.PLE,Detalhamento!$E20,Detalhamento!AC$15)<=mediçao,OFFSET(Import.PLQ,$A20-1,AC$15-1,1,1),0),0),IF(ISNUMBER(INDEX(Import.PLE,Detalhamento!$E20,Detalhamento!AC$15)),IF(INDEX(Import.PLE,Detalhamento!$E20,Detalhamento!AC$15)<=mediçao,0,OFFSET(Import.PLQ,$A20-1,AC$15-1,1,1)),OFFSET(Import.PLQ,$A20-1,AC$15-1,1,1))))","v":0},{"$f":"IF(AD$13=\"\",0,CHOOSE(Detalhamento.OpçãoServiços,OFFSET(Import.PLQ,$A20-1,AD$15-1,1,1),IF(ISNUMBER(INDEX(Import.PLE,Detalhamento!$E20,Detalhamento!AD$15)),IF(INDEX(Import.PLE,Detalhamento!$E20,Detalhamento!AD$15)<=mediçao,OFFSET(Import.PLQ,$A20-1,AD$15-1,1,1),0),0),IF(ISNUMBER(INDEX(Import.PLE,Detalhamento!$E20,Detalhamento!AD$15)),IF(INDEX(Import.PLE,Detalhamento!$E20,Detalhamento!AD$15)<=mediçao,0,OFFSET(Import.PLQ,$A20-1,AD$15-1,1,1)),OFFSET(Import.PLQ,$A20-1,AD$15-1,1,1))))","v":0},{"$f":"IF(AE$13=\"\",0,CHOOSE(Detalhamento.OpçãoServiços,OFFSET(Import.PLQ,$A20-1,AE$15-1,1,1),IF(ISNUMBER(INDEX(Import.PLE,Detalhamento!$E20,Detalhamento!AE$15)),IF(INDEX(Import.PLE,Detalhamento!$E20,Detalhamento!AE$15)<=mediçao,OFFSET(Import.PLQ,$A20-1,AE$15-1,1,1),0),0),IF(ISNUMBER(INDEX(Import.PLE,Detalhamento!$E20,Detalhamento!AE$15)),IF(INDEX(Import.PLE,Detalhamento!$E20,Detalhamento!AE$15)<=mediçao,0,OFFSET(Import.PLQ,$A20-1,AE$15-1,1,1)),OFFSET(Import.PLQ,$A20-1,AE$15-1,1,1))))","v":0},{"$f":"IF(AF$13=\"\",0,CHOOSE(Detalhamento.OpçãoServiços,OFFSET(Import.PLQ,$A20-1,AF$15-1,1,1),IF(ISNUMBER(INDEX(Import.PLE,Detalhamento!$E20,Detalhamento!AF$15)),IF(INDEX(Import.PLE,Detalhamento!$E20,Detalhamento!AF$15)<=mediçao,OFFSET(Import.PLQ,$A20-1,AF$15-1,1,1),0),0),IF(ISNUMBER(INDEX(Import.PLE,Detalhamento!$E20,Detalhamento!AF$15)),IF(INDEX(Import.PLE,Detalhamento!$E20,Detalhamento!AF$15)<=mediçao,0,OFFSET(Import.PLQ,$A20-1,AF$15-1,1,1)),OFFSET(Import.PLQ,$A20-1,AF$15-1,1,1))))","v":0},{"$f":"IF(AG$13=\"\",0,CHOOSE(Detalhamento.OpçãoServiços,OFFSET(Import.PLQ,$A20-1,AG$15-1,1,1),IF(ISNUMBER(INDEX(Import.PLE,Detalhamento!$E20,Detalhamento!AG$15)),IF(INDEX(Import.PLE,Detalhamento!$E20,Detalhamento!AG$15)<=mediçao,OFFSET(Import.PLQ,$A20-1,AG$15-1,1,1),0),0),IF(ISNUMBER(INDEX(Import.PLE,Detalhamento!$E20,Detalhamento!AG$15)),IF(INDEX(Import.PLE,Detalhamento!$E20,Detalhamento!AG$15)<=mediçao,0,OFFSET(Import.PLQ,$A20-1,AG$15-1,1,1)),OFFSET(Import.PLQ,$A20-1,AG$15-1,1,1))))","v":0},{"$f":"IF(AH$13=\"\",0,CHOOSE(Detalhamento.OpçãoServiços,OFFSET(Import.PLQ,$A20-1,AH$15-1,1,1),IF(ISNUMBER(INDEX(Import.PLE,Detalhamento!$E20,Detalhamento!AH$15)),IF(INDEX(Import.PLE,Detalhamento!$E20,Detalhamento!AH$15)<=mediçao,OFFSET(Import.PLQ,$A20-1,AH$15-1,1,1),0),0),IF(ISNUMBER(INDEX(Import.PLE,Detalhamento!$E20,Detalhamento!AH$15)),IF(INDEX(Import.PLE,Detalhamento!$E20,Detalhamento!AH$15)<=mediçao,0,OFFSET(Import.PLQ,$A20-1,AH$15-1,1,1)),OFFSET(Import.PLQ,$A20-1,AH$15-1,1,1))))","v":0},{"$f":"IF(AI$13=\"\",0,CHOOSE(Detalhamento.OpçãoServiços,OFFSET(Import.PLQ,$A20-1,AI$15-1,1,1),IF(ISNUMBER(INDEX(Import.PLE,Detalhamento!$E20,Detalhamento!AI$15)),IF(INDEX(Import.PLE,Detalhamento!$E20,Detalhamento!AI$15)<=mediçao,OFFSET(Import.PLQ,$A20-1,AI$15-1,1,1),0),0),IF(ISNUMBER(INDEX(Import.PLE,Detalhamento!$E20,Detalhamento!AI$15)),IF(INDEX(Import.PLE,Detalhamento!$E20,Detalhamento!AI$15)<=mediçao,0,OFFSET(Import.PLQ,$A20-1,AI$15-1,1,1)),OFFSET(Import.PLQ,$A20-1,AI$15-1,1,1))))","v":0},{"$f":"IF(AJ$13=\"\",0,CHOOSE(Detalhamento.OpçãoServiços,OFFSET(Import.PLQ,$A20-1,AJ$15-1,1,1),IF(ISNUMBER(INDEX(Import.PLE,Detalhamento!$E20,Detalhamento!AJ$15)),IF(INDEX(Import.PLE,Detalhamento!$E20,Detalhamento!AJ$15)<=mediçao,OFFSET(Import.PLQ,$A20-1,AJ$15-1,1,1),0),0),IF(ISNUMBER(INDEX(Import.PLE,Detalhamento!$E20,Detalhamento!AJ$15)),IF(INDEX(Import.PLE,Detalhamento!$E20,Detalhamento!AJ$15)<=mediçao,0,OFFSET(Import.PLQ,$A20-1,AJ$15-1,1,1)),OFFSET(Import.PLQ,$A20-1,AJ$15-1,1,1))))","v":0},{"$f":"IF(AK$13=\"\",0,CHOOSE(Detalhamento.OpçãoServiços,OFFSET(Import.PLQ,$A20-1,AK$15-1,1,1),IF(ISNUMBER(INDEX(Import.PLE,Detalhamento!$E20,Detalhamento!AK$15)),IF(INDEX(Import.PLE,Detalhamento!$E20,Detalhamento!AK$15)<=mediçao,OFFSET(Import.PLQ,$A20-1,AK$15-1,1,1),0),0),IF(ISNUMBER(INDEX(Import.PLE,Detalhamento!$E20,Detalhamento!AK$15)),IF(INDEX(Import.PLE,Detalhamento!$E20,Detalhamento!AK$15)<=mediçao,0,OFFSET(Import.PLQ,$A20-1,AK$15-1,1,1)),OFFSET(Import.PLQ,$A20-1,AK$15-1,1,1))))","v":0},{"$f":"IF(AL$13=\"\",0,CHOOSE(Detalhamento.OpçãoServiços,OFFSET(Import.PLQ,$A20-1,AL$15-1,1,1),IF(ISNUMBER(INDEX(Import.PLE,Detalhamento!$E20,Detalhamento!AL$15)),IF(INDEX(Import.PLE,Detalhamento!$E20,Detalhamento!AL$15)<=mediçao,OFFSET(Import.PLQ,$A20-1,AL$15-1,1,1),0),0),IF(ISNUMBER(INDEX(Import.PLE,Detalhamento!$E20,Detalhamento!AL$15)),IF(INDEX(Import.PLE,Detalhamento!$E20,Detalhamento!AL$15)<=mediçao,0,OFFSET(Import.PLQ,$A20-1,AL$15-1,1,1)),OFFSET(Import.PLQ,$A20-1,AL$15-1,1,1))))","v":0},{"$f":"IF(AM$13=\"\",0,CHOOSE(Detalhamento.OpçãoServiços,OFFSET(Import.PLQ,$A20-1,AM$15-1,1,1),IF(ISNUMBER(INDEX(Import.PLE,Detalhamento!$E20,Detalhamento!AM$15)),IF(INDEX(Import.PLE,Detalhamento!$E20,Detalhamento!AM$15)<=mediçao,OFFSET(Import.PLQ,$A20-1,AM$15-1,1,1),0),0),IF(ISNUMBER(INDEX(Import.PLE,Detalhamento!$E20,Detalhamento!AM$15)),IF(INDEX(Import.PLE,Detalhamento!$E20,Detalhamento!AM$15)<=mediçao,0,OFFSET(Import.PLQ,$A20-1,AM$15-1,1,1)),OFFSET(Import.PLQ,$A20-1,AM$15-1,1,1))))","v":0},{"$f":"IF(AN$13=\"\",0,CHOOSE(Detalhamento.OpçãoServiços,OFFSET(Import.PLQ,$A20-1,AN$15-1,1,1),IF(ISNUMBER(INDEX(Import.PLE,Detalhamento!$E20,Detalhamento!AN$15)),IF(INDEX(Import.PLE,Detalhamento!$E20,Detalhamento!AN$15)<=mediçao,OFFSET(Import.PLQ,$A20-1,AN$15-1,1,1),0),0),IF(ISNUMBER(INDEX(Import.PLE,Detalhamento!$E20,Detalhamento!AN$15)),IF(INDEX(Import.PLE,Detalhamento!$E20,Detalhamento!AN$15)<=mediçao,0,OFFSET(Import.PLQ,$A20-1,AN$15-1,1,1)),OFFSET(Import.PLQ,$A20-1,AN$15-1,1,1))))","v":0},{"$f":"IF(AO$13=\"\",0,CHOOSE(Detalhamento.OpçãoServiços,OFFSET(Import.PLQ,$A20-1,AO$15-1,1,1),IF(ISNUMBER(INDEX(Import.PLE,Detalhamento!$E20,Detalhamento!AO$15)),IF(INDEX(Import.PLE,Detalhamento!$E20,Detalhamento!AO$15)<=mediçao,OFFSET(Import.PLQ,$A20-1,AO$15-1,1,1),0),0),IF(ISNUMBER(INDEX(Import.PLE,Detalhamento!$E20,Detalhamento!AO$15)),IF(INDEX(Import.PLE,Detalhamento!$E20,Detalhamento!AO$15)<=mediçao,0,OFFSET(Import.PLQ,$A20-1,AO$15-1,1,1)),OFFSET(Import.PLQ,$A20-1,AO$15-1,1,1))))","v":0},{"$f":"IF(AP$13=\"\",0,CHOOSE(Detalhamento.OpçãoServiços,OFFSET(Import.PLQ,$A20-1,AP$15-1,1,1),IF(ISNUMBER(INDEX(Import.PLE,Detalhamento!$E20,Detalhamento!AP$15)),IF(INDEX(Import.PLE,Detalhamento!$E20,Detalhamento!AP$15)<=mediçao,OFFSET(Import.PLQ,$A20-1,AP$15-1,1,1),0),0),IF(ISNUMBER(INDEX(Import.PLE,Detalhamento!$E20,Detalhamento!AP$15)),IF(INDEX(Import.PLE,Detalhamento!$E20,Detalhamento!AP$15)<=mediçao,0,OFFSET(Import.PLQ,$A20-1,AP$15-1,1,1)),OFFSET(Import.PLQ,$A20-1,AP$15-1,1,1))))","v":0},{"$f":"IF(AQ$13=\"\",0,CHOOSE(Detalhamento.OpçãoServiços,OFFSET(Import.PLQ,$A20-1,AQ$15-1,1,1),IF(ISNUMBER(INDEX(Import.PLE,Detalhamento!$E20,Detalhamento!AQ$15)),IF(INDEX(Import.PLE,Detalhamento!$E20,Detalhamento!AQ$15)<=mediçao,OFFSET(Import.PLQ,$A20-1,AQ$15-1,1,1),0),0),IF(ISNUMBER(INDEX(Import.PLE,Detalhamento!$E20,Detalhamento!AQ$15)),IF(INDEX(Import.PLE,Detalhamento!$E20,Detalhamento!AQ$15)<=mediçao,0,OFFSET(Import.PLQ,$A20-1,AQ$15-1,1,1)),OFFSET(Import.PLQ,$A20-1,AQ$15-1,1,1))))","v":0},{"$f":"IF(AR$13=\"\",0,CHOOSE(Detalhamento.OpçãoServiços,OFFSET(Import.PLQ,$A20-1,AR$15-1,1,1),IF(ISNUMBER(INDEX(Import.PLE,Detalhamento!$E20,Detalhamento!AR$15)),IF(INDEX(Import.PLE,Detalhamento!$E20,Detalhamento!AR$15)<=mediçao,OFFSET(Import.PLQ,$A20-1,AR$15-1,1,1),0),0),IF(ISNUMBER(INDEX(Import.PLE,Detalhamento!$E20,Detalhamento!AR$15)),IF(INDEX(Import.PLE,Detalhamento!$E20,Detalhamento!AR$15)<=mediçao,0,OFFSET(Import.PLQ,$A20-1,AR$15-1,1,1)),OFFSET(Import.PLQ,$A20-1,AR$15-1,1,1))))","v":0},{"$f":"IF(AS$13=\"\",0,CHOOSE(Detalhamento.OpçãoServiços,OFFSET(Import.PLQ,$A20-1,AS$15-1,1,1),IF(ISNUMBER(INDEX(Import.PLE,Detalhamento!$E20,Detalhamento!AS$15)),IF(INDEX(Import.PLE,Detalhamento!$E20,Detalhamento!AS$15)<=mediçao,OFFSET(Import.PLQ,$A20-1,AS$15-1,1,1),0),0),IF(ISNUMBER(INDEX(Import.PLE,Detalhamento!$E20,Detalhamento!AS$15)),IF(INDEX(Import.PLE,Detalhamento!$E20,Detalhamento!AS$15)<=mediçao,0,OFFSET(Import.PLQ,$A20-1,AS$15-1,1,1)),OFFSET(Import.PLQ,$A20-1,AS$15-1,1,1))))","v":0},{"$f":"IF(AT$13=\"\",0,CHOOSE(Detalhamento.OpçãoServiços,OFFSET(Import.PLQ,$A20-1,AT$15-1,1,1),IF(ISNUMBER(INDEX(Import.PLE,Detalhamento!$E20,Detalhamento!AT$15)),IF(INDEX(Import.PLE,Detalhamento!$E20,Detalhamento!AT$15)<=mediçao,OFFSET(Import.PLQ,$A20-1,AT$15-1,1,1),0),0),IF(ISNUMBER(INDEX(Import.PLE,Detalhamento!$E20,Detalhamento!AT$15)),IF(INDEX(Import.PLE,Detalhamento!$E20,Detalhamento!AT$15)<=mediçao,0,OFFSET(Import.PLQ,$A20-1,AT$15-1,1,1)),OFFSET(Import.PLQ,$A20-1,AT$15-1,1,1))))","v":0},{"$f":"IF(AU$13=\"\",0,CHOOSE(Detalhamento.OpçãoServiços,OFFSET(Import.PLQ,$A20-1,AU$15-1,1,1),IF(ISNUMBER(INDEX(Import.PLE,Detalhamento!$E20,Detalhamento!AU$15)),IF(INDEX(Import.PLE,Detalhamento!$E20,Detalhamento!AU$15)<=mediçao,OFFSET(Import.PLQ,$A20-1,AU$15-1,1,1),0),0),IF(ISNUMBER(INDEX(Import.PLE,Detalhamento!$E20,Detalhamento!AU$15)),IF(INDEX(Import.PLE,Detalhamento!$E20,Detalhamento!AU$15)<=mediçao,0,OFFSET(Import.PLQ,$A20-1,AU$15-1,1,1)),OFFSET(Import.PLQ,$A20-1,AU$15-1,1,1))))","v":0},{"$f":"IF(AV$13=\"\",0,CHOOSE(Detalhamento.OpçãoServiços,OFFSET(Import.PLQ,$A20-1,AV$15-1,1,1),IF(ISNUMBER(INDEX(Import.PLE,Detalhamento!$E20,Detalhamento!AV$15)),IF(INDEX(Import.PLE,Detalhamento!$E20,Detalhamento!AV$15)<=mediçao,OFFSET(Import.PLQ,$A20-1,AV$15-1,1,1),0),0),IF(ISNUMBER(INDEX(Import.PLE,Detalhamento!$E20,Detalhamento!AV$15)),IF(INDEX(Import.PLE,Detalhamento!$E20,Detalhamento!AV$15)<=mediçao,0,OFFSET(Import.PLQ,$A20-1,AV$15-1,1,1)),OFFSET(Import.PLQ,$A20-1,AV$15-1,1,1))))","v":0},{"$f":"IF(AW$13=\"\",0,CHOOSE(Detalhamento.OpçãoServiços,OFFSET(Import.PLQ,$A20-1,AW$15-1,1,1),IF(ISNUMBER(INDEX(Import.PLE,Detalhamento!$E20,Detalhamento!AW$15)),IF(INDEX(Import.PLE,Detalhamento!$E20,Detalhamento!AW$15)<=mediçao,OFFSET(Import.PLQ,$A20-1,AW$15-1,1,1),0),0),IF(ISNUMBER(INDEX(Import.PLE,Detalhamento!$E20,Detalhamento!AW$15)),IF(INDEX(Import.PLE,Detalhamento!$E20,Detalhamento!AW$15)<=mediçao,0,OFFSET(Import.PLQ,$A20-1,AW$15-1,1,1)),OFFSET(Import.PLQ,$A20-1,AW$15-1,1,1))))","v":0},{"$f":"IF(AX$13=\"\",0,CHOOSE(Detalhamento.OpçãoServiços,OFFSET(Import.PLQ,$A20-1,AX$15-1,1,1),IF(ISNUMBER(INDEX(Import.PLE,Detalhamento!$E20,Detalhamento!AX$15)),IF(INDEX(Import.PLE,Detalhamento!$E20,Detalhamento!AX$15)<=mediçao,OFFSET(Import.PLQ,$A20-1,AX$15-1,1,1),0),0),IF(ISNUMBER(INDEX(Import.PLE,Detalhamento!$E20,Detalhamento!AX$15)),IF(INDEX(Import.PLE,Detalhamento!$E20,Detalhamento!AX$15)<=mediçao,0,OFFSET(Import.PLQ,$A20-1,AX$15-1,1,1)),OFFSET(Import.PLQ,$A20-1,AX$15-1,1,1))))","v":0},{"$f":"IF(AY$13=\"\",0,CHOOSE(Detalhamento.OpçãoServiços,OFFSET(Import.PLQ,$A20-1,AY$15-1,1,1),IF(ISNUMBER(INDEX(Import.PLE,Detalhamento!$E20,Detalhamento!AY$15)),IF(INDEX(Import.PLE,Detalhamento!$E20,Detalhamento!AY$15)<=mediçao,OFFSET(Import.PLQ,$A20-1,AY$15-1,1,1),0),0),IF(ISNUMBER(INDEX(Import.PLE,Detalhamento!$E20,Detalhamento!AY$15)),IF(INDEX(Import.PLE,Detalhamento!$E20,Detalhamento!AY$15)<=mediçao,0,OFFSET(Import.PLQ,$A20-1,AY$15-1,1,1)),OFFSET(Import.PLQ,$A20-1,AY$15-1,1,1))))","v":0},{"$f":"IF(AZ$13=\"\",0,CHOOSE(Detalhamento.OpçãoServiços,OFFSET(Import.PLQ,$A20-1,AZ$15-1,1,1),IF(ISNUMBER(INDEX(Import.PLE,Detalhamento!$E20,Detalhamento!AZ$15)),IF(INDEX(Import.PLE,Detalhamento!$E20,Detalhamento!AZ$15)<=mediçao,OFFSET(Import.PLQ,$A20-1,AZ$15-1,1,1),0),0),IF(ISNUMBER(INDEX(Import.PLE,Detalhamento!$E20,Detalhamento!AZ$15)),IF(INDEX(Import.PLE,Detalhamento!$E20,Detalhamento!AZ$15)<=mediçao,0,OFFSET(Import.PLQ,$A20-1,AZ$15-1,1,1)),OFFSET(Import.PLQ,$A20-1,AZ$15-1,1,1))))","v":0},{"$f":"IF(BA$13=\"\",0,CHOOSE(Detalhamento.OpçãoServiços,OFFSET(Import.PLQ,$A20-1,BA$15-1,1,1),IF(ISNUMBER(INDEX(Import.PLE,Detalhamento!$E20,Detalhamento!BA$15)),IF(INDEX(Import.PLE,Detalhamento!$E20,Detalhamento!BA$15)<=mediçao,OFFSET(Import.PLQ,$A20-1,BA$15-1,1,1),0),0),IF(ISNUMBER(INDEX(Import.PLE,Detalhamento!$E20,Detalhamento!BA$15)),IF(INDEX(Import.PLE,Detalhamento!$E20,Detalhamento!BA$15)<=mediçao,0,OFFSET(Import.PLQ,$A20-1,BA$15-1,1,1)),OFFSET(Import.PLQ,$A20-1,BA$15-1,1,1))))","v":0},{"$f":"IF(BB$13=\"\",0,CHOOSE(Detalhamento.OpçãoServiços,OFFSET(Import.PLQ,$A20-1,BB$15-1,1,1),IF(ISNUMBER(INDEX(Import.PLE,Detalhamento!$E20,Detalhamento!BB$15)),IF(INDEX(Import.PLE,Detalhamento!$E20,Detalhamento!BB$15)<=mediçao,OFFSET(Import.PLQ,$A20-1,BB$15-1,1,1),0),0),IF(ISNUMBER(INDEX(Import.PLE,Detalhamento!$E20,Detalhamento!BB$15)),IF(INDEX(Import.PLE,Detalhamento!$E20,Detalhamento!BB$15)<=mediçao,0,OFFSET(Import.PLQ,$A20-1,BB$15-1,1,1)),OFFSET(Import.PLQ,$A20-1,BB$15-1,1,1))))","v":0},{"$f":"IF(BC$13=\"\",0,CHOOSE(Detalhamento.OpçãoServiços,OFFSET(Import.PLQ,$A20-1,BC$15-1,1,1),IF(ISNUMBER(INDEX(Import.PLE,Detalhamento!$E20,Detalhamento!BC$15)),IF(INDEX(Import.PLE,Detalhamento!$E20,Detalhamento!BC$15)<=mediçao,OFFSET(Import.PLQ,$A20-1,BC$15-1,1,1),0),0),IF(ISNUMBER(INDEX(Import.PLE,Detalhamento!$E20,Detalhamento!BC$15)),IF(INDEX(Import.PLE,Detalhamento!$E20,Detalhamento!BC$15)<=mediçao,0,OFFSET(Import.PLQ,$A20-1,BC$15-1,1,1)),OFFSET(Import.PLQ,$A20-1,BC$15-1,1,1))))","v":0},{"$f":"IF(BD$13=\"\",0,CHOOSE(Detalhamento.OpçãoServiços,OFFSET(Import.PLQ,$A20-1,BD$15-1,1,1),IF(ISNUMBER(INDEX(Import.PLE,Detalhamento!$E20,Detalhamento!BD$15)),IF(INDEX(Import.PLE,Detalhamento!$E20,Detalhamento!BD$15)<=mediçao,OFFSET(Import.PLQ,$A20-1,BD$15-1,1,1),0),0),IF(ISNUMBER(INDEX(Import.PLE,Detalhamento!$E20,Detalhamento!BD$15)),IF(INDEX(Import.PLE,Detalhamento!$E20,Detalhamento!BD$15)<=mediçao,0,OFFSET(Import.PLQ,$A20-1,BD$15-1,1,1)),OFFSET(Import.PLQ,$A20-1,BD$15-1,1,1))))","v":0},{"$f":"IF(BE$13=\"\",0,CHOOSE(Detalhamento.OpçãoServiços,OFFSET(Import.PLQ,$A20-1,BE$15-1,1,1),IF(ISNUMBER(INDEX(Import.PLE,Detalhamento!$E20,Detalhamento!BE$15)),IF(INDEX(Import.PLE,Detalhamento!$E20,Detalhamento!BE$15)<=mediçao,OFFSET(Import.PLQ,$A20-1,BE$15-1,1,1),0),0),IF(ISNUMBER(INDEX(Import.PLE,Detalhamento!$E20,Detalhamento!BE$15)),IF(INDEX(Import.PLE,Detalhamento!$E20,Detalhamento!BE$15)<=mediçao,0,OFFSET(Import.PLQ,$A20-1,BE$15-1,1,1)),OFFSET(Import.PLQ,$A20-1,BE$15-1,1,1))))","v":0},{"$f":"IF(BF$13=\"\",0,CHOOSE(Detalhamento.OpçãoServiços,OFFSET(Import.PLQ,$A20-1,BF$15-1,1,1),IF(ISNUMBER(INDEX(Import.PLE,Detalhamento!$E20,Detalhamento!BF$15)),IF(INDEX(Import.PLE,Detalhamento!$E20,Detalhamento!BF$15)<=mediçao,OFFSET(Import.PLQ,$A20-1,BF$15-1,1,1),0),0),IF(ISNUMBER(INDEX(Import.PLE,Detalhamento!$E20,Detalhamento!BF$15)),IF(INDEX(Import.PLE,Detalhamento!$E20,Detalhamento!BF$15)<=mediçao,0,OFFSET(Import.PLQ,$A20-1,BF$15-1,1,1)),OFFSET(Import.PLQ,$A20-1,BF$15-1,1,1))))","v":0},{"$f":"IF(BG$13=\"\",0,CHOOSE(Detalhamento.OpçãoServiços,OFFSET(Import.PLQ,$A20-1,BG$15-1,1,1),IF(ISNUMBER(INDEX(Import.PLE,Detalhamento!$E20,Detalhamento!BG$15)),IF(INDEX(Import.PLE,Detalhamento!$E20,Detalhamento!BG$15)<=mediçao,OFFSET(Import.PLQ,$A20-1,BG$15-1,1,1),0),0),IF(ISNUMBER(INDEX(Import.PLE,Detalhamento!$E20,Detalhamento!BG$15)),IF(INDEX(Import.PLE,Detalhamento!$E20,Detalhamento!BG$15)<=mediçao,0,OFFSET(Import.PLQ,$A20-1,BG$15-1,1,1)),OFFSET(Import.PLQ,$A20-1,BG$15-1,1,1))))","v":0},{"$f":"IF(BH$13=\"\",0,CHOOSE(Detalhamento.OpçãoServiços,OFFSET(Import.PLQ,$A20-1,BH$15-1,1,1),IF(ISNUMBER(INDEX(Import.PLE,Detalhamento!$E20,Detalhamento!BH$15)),IF(INDEX(Import.PLE,Detalhamento!$E20,Detalhamento!BH$15)<=mediçao,OFFSET(Import.PLQ,$A20-1,BH$15-1,1,1),0),0),IF(ISNUMBER(INDEX(Import.PLE,Detalhamento!$E20,Detalhamento!BH$15)),IF(INDEX(Import.PLE,Detalhamento!$E20,Detalhamento!BH$15)<=mediçao,0,OFFSET(Import.PLQ,$A20-1,BH$15-1,1,1)),OFFSET(Import.PLQ,$A20-1,BH$15-1,1,1))))","v":0},{"$f":"IF(BI$13=\"\",0,CHOOSE(Detalhamento.OpçãoServiços,OFFSET(Import.PLQ,$A20-1,BI$15-1,1,1),IF(ISNUMBER(INDEX(Import.PLE,Detalhamento!$E20,Detalhamento!BI$15)),IF(INDEX(Import.PLE,Detalhamento!$E20,Detalhamento!BI$15)<=mediçao,OFFSET(Import.PLQ,$A20-1,BI$15-1,1,1),0),0),IF(ISNUMBER(INDEX(Import.PLE,Detalhamento!$E20,Detalhamento!BI$15)),IF(INDEX(Import.PLE,Detalhamento!$E20,Detalhamento!BI$15)<=mediçao,0,OFFSET(Import.PLQ,$A20-1,BI$15-1,1,1)),OFFSET(Import.PLQ,$A20-1,BI$15-1,1,1))))","v":0}]
[4,"Serviço",null,null,1,10004,"1.1.2.","PLACA DE OBRA EM CHAPA DE ACO GALVANIZADO PADRÃO CAIXA","M2",2.5,null,{"$f":"IF(L$13=\"\",0,CHOOSE(Detalhamento.OpçãoServiços,OFFSET(Import.PLQ,$A21-1,L$15-1,1,1),IF(ISNUMBER(INDEX(Import.PLE,Detalhamento!$E21,Detalhamento!L$15)),IF(INDEX(Import.PLE,Detalhamento!$E21,Detalhamento!L$15)<=mediçao,OFFSET(Import.PLQ,$A21-1,L$15-1,1,1),0),0),IF(ISNUMBER(INDEX(Import.PLE,Detalhamento!$E21,Detalhamento!L$15)),IF(INDEX(Import.PLE,Detalhamento!$E21,Detalhamento!L$15)<=mediçao,0,OFFSET(Import.PLQ,$A21-1,L$15-1,1,1)),OFFSET(Import.PLQ,$A21-1,L$15-1,1,1))))","v":2.5},{"$f":"IF(M$13=\"\",0,CHOOSE(Detalhamento.OpçãoServiços,OFFSET(Import.PLQ,$A21-1,M$15-1,1,1),IF(ISNUMBER(INDEX(Import.PLE,Detalhamento!$E21,Detalhamento!M$15)),IF(INDEX(Import.PLE,Detalhamento!$E21,Detalhamento!M$15)<=mediçao,OFFSET(Import.PLQ,$A21-1,M$15-1,1,1),0),0),IF(ISNUMBER(INDEX(Import.PLE,Detalhamento!$E21,Detalhamento!M$15)),IF(INDEX(Import.PLE,Detalhamento!$E21,Detalhamento!M$15)<=mediçao,0,OFFSET(Import.PLQ,$A21-1,M$15-1,1,1)),OFFSET(Import.PLQ,$A21-1,M$15-1,1,1))))","v":0},{"$f":"IF(N$13=\"\",0,CHOOSE(Detalhamento.OpçãoServiços,OFFSET(Import.PLQ,$A21-1,N$15-1,1,1),IF(ISNUMBER(INDEX(Import.PLE,Detalhamento!$E21,Detalhamento!N$15)),IF(INDEX(Import.PLE,Detalhamento!$E21,Detalhamento!N$15)<=mediçao,OFFSET(Import.PLQ,$A21-1,N$15-1,1,1),0),0),IF(ISNUMBER(INDEX(Import.PLE,Detalhamento!$E21,Detalhamento!N$15)),IF(INDEX(Import.PLE,Detalhamento!$E21,Detalhamento!N$15)<=mediçao,0,OFFSET(Import.PLQ,$A21-1,N$15-1,1,1)),OFFSET(Import.PLQ,$A21-1,N$15-1,1,1))))","v":0},{"$f":"IF(O$13=\"\",0,CHOOSE(Detalhamento.OpçãoServiços,OFFSET(Import.PLQ,$A21-1,O$15-1,1,1),IF(ISNUMBER(INDEX(Import.PLE,Detalhamento!$E21,Detalhamento!O$15)),IF(INDEX(Import.PLE,Detalhamento!$E21,Detalhamento!O$15)<=mediçao,OFFSET(Import.PLQ,$A21-1,O$15-1,1,1),0),0),IF(ISNUMBER(INDEX(Import.PLE,Detalhamento!$E21,Detalhamento!O$15)),IF(INDEX(Import.PLE,Detalhamento!$E21,Detalhamento!O$15)<=mediçao,0,OFFSET(Import.PLQ,$A21-1,O$15-1,1,1)),OFFSET(Import.PLQ,$A21-1,O$15-1,1,1))))","v":0},{"$f":"IF(P$13=\"\",0,CHOOSE(Detalhamento.OpçãoServiços,OFFSET(Import.PLQ,$A21-1,P$15-1,1,1),IF(ISNUMBER(INDEX(Import.PLE,Detalhamento!$E21,Detalhamento!P$15)),IF(INDEX(Import.PLE,Detalhamento!$E21,Detalhamento!P$15)<=mediçao,OFFSET(Import.PLQ,$A21-1,P$15-1,1,1),0),0),IF(ISNUMBER(INDEX(Import.PLE,Detalhamento!$E21,Detalhamento!P$15)),IF(INDEX(Import.PLE,Detalhamento!$E21,Detalhamento!P$15)<=mediçao,0,OFFSET(Import.PLQ,$A21-1,P$15-1,1,1)),OFFSET(Import.PLQ,$A21-1,P$15-1,1,1))))","v":0},{"$f":"IF(Q$13=\"\",0,CHOOSE(Detalhamento.OpçãoServiços,OFFSET(Import.PLQ,$A21-1,Q$15-1,1,1),IF(ISNUMBER(INDEX(Import.PLE,Detalhamento!$E21,Detalhamento!Q$15)),IF(INDEX(Import.PLE,Detalhamento!$E21,Detalhamento!Q$15)<=mediçao,OFFSET(Import.PLQ,$A21-1,Q$15-1,1,1),0),0),IF(ISNUMBER(INDEX(Import.PLE,Detalhamento!$E21,Detalhamento!Q$15)),IF(INDEX(Import.PLE,Detalhamento!$E21,Detalhamento!Q$15)<=mediçao,0,OFFSET(Import.PLQ,$A21-1,Q$15-1,1,1)),OFFSET(Import.PLQ,$A21-1,Q$15-1,1,1))))","v":0},{"$f":"IF(R$13=\"\",0,CHOOSE(Detalhamento.OpçãoServiços,OFFSET(Import.PLQ,$A21-1,R$15-1,1,1),IF(ISNUMBER(INDEX(Import.PLE,Detalhamento!$E21,Detalhamento!R$15)),IF(INDEX(Import.PLE,Detalhamento!$E21,Detalhamento!R$15)<=mediçao,OFFSET(Import.PLQ,$A21-1,R$15-1,1,1),0),0),IF(ISNUMBER(INDEX(Import.PLE,Detalhamento!$E21,Detalhamento!R$15)),IF(INDEX(Import.PLE,Detalhamento!$E21,Detalhamento!R$15)<=mediçao,0,OFFSET(Import.PLQ,$A21-1,R$15-1,1,1)),OFFSET(Import.PLQ,$A21-1,R$15-1,1,1))))","v":0},{"$f":"IF(S$13=\"\",0,CHOOSE(Detalhamento.OpçãoServiços,OFFSET(Import.PLQ,$A21-1,S$15-1,1,1),IF(ISNUMBER(INDEX(Import.PLE,Detalhamento!$E21,Detalhamento!S$15)),IF(INDEX(Import.PLE,Detalhamento!$E21,Detalhamento!S$15)<=mediçao,OFFSET(Import.PLQ,$A21-1,S$15-1,1,1),0),0),IF(ISNUMBER(INDEX(Import.PLE,Detalhamento!$E21,Detalhamento!S$15)),IF(INDEX(Import.PLE,Detalhamento!$E21,Detalhamento!S$15)<=mediçao,0,OFFSET(Import.PLQ,$A21-1,S$15-1,1,1)),OFFSET(Import.PLQ,$A21-1,S$15-1,1,1))))","v":0},{"$f":"IF(T$13=\"\",0,CHOOSE(Detalhamento.OpçãoServiços,OFFSET(Import.PLQ,$A21-1,T$15-1,1,1),IF(ISNUMBER(INDEX(Import.PLE,Detalhamento!$E21,Detalhamento!T$15)),IF(INDEX(Import.PLE,Detalhamento!$E21,Detalhamento!T$15)<=mediçao,OFFSET(Import.PLQ,$A21-1,T$15-1,1,1),0),0),IF(ISNUMBER(INDEX(Import.PLE,Detalhamento!$E21,Detalhamento!T$15)),IF(INDEX(Import.PLE,Detalhamento!$E21,Detalhamento!T$15)<=mediçao,0,OFFSET(Import.PLQ,$A21-1,T$15-1,1,1)),OFFSET(Import.PLQ,$A21-1,T$15-1,1,1))))","v":0},{"$f":"IF(U$13=\"\",0,CHOOSE(Detalhamento.OpçãoServiços,OFFSET(Import.PLQ,$A21-1,U$15-1,1,1),IF(ISNUMBER(INDEX(Import.PLE,Detalhamento!$E21,Detalhamento!U$15)),IF(INDEX(Import.PLE,Detalhamento!$E21,Detalhamento!U$15)<=mediçao,OFFSET(Import.PLQ,$A21-1,U$15-1,1,1),0),0),IF(ISNUMBER(INDEX(Import.PLE,Detalhamento!$E21,Detalhamento!U$15)),IF(INDEX(Import.PLE,Detalhamento!$E21,Detalhamento!U$15)<=mediçao,0,OFFSET(Import.PLQ,$A21-1,U$15-1,1,1)),OFFSET(Import.PLQ,$A21-1,U$15-1,1,1))))","v":0},{"$f":"IF(V$13=\"\",0,CHOOSE(Detalhamento.OpçãoServiços,OFFSET(Import.PLQ,$A21-1,V$15-1,1,1),IF(ISNUMBER(INDEX(Import.PLE,Detalhamento!$E21,Detalhamento!V$15)),IF(INDEX(Import.PLE,Detalhamento!$E21,Detalhamento!V$15)<=mediçao,OFFSET(Import.PLQ,$A21-1,V$15-1,1,1),0),0),IF(ISNUMBER(INDEX(Import.PLE,Detalhamento!$E21,Detalhamento!V$15)),IF(INDEX(Import.PLE,Detalhamento!$E21,Detalhamento!V$15)<=mediçao,0,OFFSET(Import.PLQ,$A21-1,V$15-1,1,1)),OFFSET(Import.PLQ,$A21-1,V$15-1,1,1))))","v":0},{"$f":"IF(W$13=\"\",0,CHOOSE(Detalhamento.OpçãoServiços,OFFSET(Import.PLQ,$A21-1,W$15-1,1,1),IF(ISNUMBER(INDEX(Import.PLE,Detalhamento!$E21,Detalhamento!W$15)),IF(INDEX(Import.PLE,Detalhamento!$E21,Detalhamento!W$15)<=mediçao,OFFSET(Import.PLQ,$A21-1,W$15-1,1,1),0),0),IF(ISNUMBER(INDEX(Import.PLE,Detalhamento!$E21,Detalhamento!W$15)),IF(INDEX(Import.PLE,Detalhamento!$E21,Detalhamento!W$15)<=mediçao,0,OFFSET(Import.PLQ,$A21-1,W$15-1,1,1)),OFFSET(Import.PLQ,$A21-1,W$15-1,1,1))))","v":0},{"$f":"IF(X$13=\"\",0,CHOOSE(Detalhamento.OpçãoServiços,OFFSET(Import.PLQ,$A21-1,X$15-1,1,1),IF(ISNUMBER(INDEX(Import.PLE,Detalhamento!$E21,Detalhamento!X$15)),IF(INDEX(Import.PLE,Detalhamento!$E21,Detalhamento!X$15)<=mediçao,OFFSET(Import.PLQ,$A21-1,X$15-1,1,1),0),0),IF(ISNUMBER(INDEX(Import.PLE,Detalhamento!$E21,Detalhamento!X$15)),IF(INDEX(Import.PLE,Detalhamento!$E21,Detalhamento!X$15)<=mediçao,0,OFFSET(Import.PLQ,$A21-1,X$15-1,1,1)),OFFSET(Import.PLQ,$A21-1,X$15-1,1,1))))","v":0},{"$f":"IF(Y$13=\"\",0,CHOOSE(Detalhamento.OpçãoServiços,OFFSET(Import.PLQ,$A21-1,Y$15-1,1,1),IF(ISNUMBER(INDEX(Import.PLE,Detalhamento!$E21,Detalhamento!Y$15)),IF(INDEX(Import.PLE,Detalhamento!$E21,Detalhamento!Y$15)<=mediçao,OFFSET(Import.PLQ,$A21-1,Y$15-1,1,1),0),0),IF(ISNUMBER(INDEX(Import.PLE,Detalhamento!$E21,Detalhamento!Y$15)),IF(INDEX(Import.PLE,Detalhamento!$E21,Detalhamento!Y$15)<=mediçao,0,OFFSET(Import.PLQ,$A21-1,Y$15-1,1,1)),OFFSET(Import.PLQ,$A21-1,Y$15-1,1,1))))","v":0},{"$f":"IF(Z$13=\"\",0,CHOOSE(Detalhamento.OpçãoServiços,OFFSET(Import.PLQ,$A21-1,Z$15-1,1,1),IF(ISNUMBER(INDEX(Import.PLE,Detalhamento!$E21,Detalhamento!Z$15)),IF(INDEX(Import.PLE,Detalhamento!$E21,Detalhamento!Z$15)<=mediçao,OFFSET(Import.PLQ,$A21-1,Z$15-1,1,1),0),0),IF(ISNUMBER(INDEX(Import.PLE,Detalhamento!$E21,Detalhamento!Z$15)),IF(INDEX(Import.PLE,Detalhamento!$E21,Detalhamento!Z$15)<=mediçao,0,OFFSET(Import.PLQ,$A21-1,Z$15-1,1,1)),OFFSET(Import.PLQ,$A21-1,Z$15-1,1,1))))","v":0},{"$f":"IF(AA$13=\"\",0,CHOOSE(Detalhamento.OpçãoServiços,OFFSET(Import.PLQ,$A21-1,AA$15-1,1,1),IF(ISNUMBER(INDEX(Import.PLE,Detalhamento!$E21,Detalhamento!AA$15)),IF(INDEX(Import.PLE,Detalhamento!$E21,Detalhamento!AA$15)<=mediçao,OFFSET(Import.PLQ,$A21-1,AA$15-1,1,1),0),0),IF(ISNUMBER(INDEX(Import.PLE,Detalhamento!$E21,Detalhamento!AA$15)),IF(INDEX(Import.PLE,Detalhamento!$E21,Detalhamento!AA$15)<=mediçao,0,OFFSET(Import.PLQ,$A21-1,AA$15-1,1,1)),OFFSET(Import.PLQ,$A21-1,AA$15-1,1,1))))","v":0},{"$f":"IF(AB$13=\"\",0,CHOOSE(Detalhamento.OpçãoServiços,OFFSET(Import.PLQ,$A21-1,AB$15-1,1,1),IF(ISNUMBER(INDEX(Import.PLE,Detalhamento!$E21,Detalhamento!AB$15)),IF(INDEX(Import.PLE,Detalhamento!$E21,Detalhamento!AB$15)<=mediçao,OFFSET(Import.PLQ,$A21-1,AB$15-1,1,1),0),0),IF(ISNUMBER(INDEX(Import.PLE,Detalhamento!$E21,Detalhamento!AB$15)),IF(INDEX(Import.PLE,Detalhamento!$E21,Detalhamento!AB$15)<=mediçao,0,OFFSET(Import.PLQ,$A21-1,AB$15-1,1,1)),OFFSET(Import.PLQ,$A21-1,AB$15-1,1,1))))","v":0},{"$f":"IF(AC$13=\"\",0,CHOOSE(Detalhamento.OpçãoServiços,OFFSET(Import.PLQ,$A21-1,AC$15-1,1,1),IF(ISNUMBER(INDEX(Import.PLE,Detalhamento!$E21,Detalhamento!AC$15)),IF(INDEX(Import.PLE,Detalhamento!$E21,Detalhamento!AC$15)<=mediçao,OFFSET(Import.PLQ,$A21-1,AC$15-1,1,1),0),0),IF(ISNUMBER(INDEX(Import.PLE,Detalhamento!$E21,Detalhamento!AC$15)),IF(INDEX(Import.PLE,Detalhamento!$E21,Detalhamento!AC$15)<=mediçao,0,OFFSET(Import.PLQ,$A21-1,AC$15-1,1,1)),OFFSET(Import.PLQ,$A21-1,AC$15-1,1,1))))","v":0},{"$f":"IF(AD$13=\"\",0,CHOOSE(Detalhamento.OpçãoServiços,OFFSET(Import.PLQ,$A21-1,AD$15-1,1,1),IF(ISNUMBER(INDEX(Import.PLE,Detalhamento!$E21,Detalhamento!AD$15)),IF(INDEX(Import.PLE,Detalhamento!$E21,Detalhamento!AD$15)<=mediçao,OFFSET(Import.PLQ,$A21-1,AD$15-1,1,1),0),0),IF(ISNUMBER(INDEX(Import.PLE,Detalhamento!$E21,Detalhamento!AD$15)),IF(INDEX(Import.PLE,Detalhamento!$E21,Detalhamento!AD$15)<=mediçao,0,OFFSET(Import.PLQ,$A21-1,AD$15-1,1,1)),OFFSET(Import.PLQ,$A21-1,AD$15-1,1,1))))","v":0},{"$f":"IF(AE$13=\"\",0,CHOOSE(Detalhamento.OpçãoServiços,OFFSET(Import.PLQ,$A21-1,AE$15-1,1,1),IF(ISNUMBER(INDEX(Import.PLE,Detalhamento!$E21,Detalhamento!AE$15)),IF(INDEX(Import.PLE,Detalhamento!$E21,Detalhamento!AE$15)<=mediçao,OFFSET(Import.PLQ,$A21-1,AE$15-1,1,1),0),0),IF(ISNUMBER(INDEX(Import.PLE,Detalhamento!$E21,Detalhamento!AE$15)),IF(INDEX(Import.PLE,Detalhamento!$E21,Detalhamento!AE$15)<=mediçao,0,OFFSET(Import.PLQ,$A21-1,AE$15-1,1,1)),OFFSET(Import.PLQ,$A21-1,AE$15-1,1,1))))","v":0},{"$f":"IF(AF$13=\"\",0,CHOOSE(Detalhamento.OpçãoServiços,OFFSET(Import.PLQ,$A21-1,AF$15-1,1,1),IF(ISNUMBER(INDEX(Import.PLE,Detalhamento!$E21,Detalhamento!AF$15)),IF(INDEX(Import.PLE,Detalhamento!$E21,Detalhamento!AF$15)<=mediçao,OFFSET(Import.PLQ,$A21-1,AF$15-1,1,1),0),0),IF(ISNUMBER(INDEX(Import.PLE,Detalhamento!$E21,Detalhamento!AF$15)),IF(INDEX(Import.PLE,Detalhamento!$E21,Detalhamento!AF$15)<=mediçao,0,OFFSET(Import.PLQ,$A21-1,AF$15-1,1,1)),OFFSET(Import.PLQ,$A21-1,AF$15-1,1,1))))","v":0},{"$f":"IF(AG$13=\"\",0,CHOOSE(Detalhamento.OpçãoServiços,OFFSET(Import.PLQ,$A21-1,AG$15-1,1,1),IF(ISNUMBER(INDEX(Import.PLE,Detalhamento!$E21,Detalhamento!AG$15)),IF(INDEX(Import.PLE,Detalhamento!$E21,Detalhamento!AG$15)<=mediçao,OFFSET(Import.PLQ,$A21-1,AG$15-1,1,1),0),0),IF(ISNUMBER(INDEX(Import.PLE,Detalhamento!$E21,Detalhamento!AG$15)),IF(INDEX(Import.PLE,Detalhamento!$E21,Detalhamento!AG$15)<=mediçao,0,OFFSET(Import.PLQ,$A21-1,AG$15-1,1,1)),OFFSET(Import.PLQ,$A21-1,AG$15-1,1,1))))","v":0},{"$f":"IF(AH$13=\"\",0,CHOOSE(Detalhamento.OpçãoServiços,OFFSET(Import.PLQ,$A21-1,AH$15-1,1,1),IF(ISNUMBER(INDEX(Import.PLE,Detalhamento!$E21,Detalhamento!AH$15)),IF(INDEX(Import.PLE,Detalhamento!$E21,Detalhamento!AH$15)<=mediçao,OFFSET(Import.PLQ,$A21-1,AH$15-1,1,1),0),0),IF(ISNUMBER(INDEX(Import.PLE,Detalhamento!$E21,Detalhamento!AH$15)),IF(INDEX(Import.PLE,Detalhamento!$E21,Detalhamento!AH$15)<=mediçao,0,OFFSET(Import.PLQ,$A21-1,AH$15-1,1,1)),OFFSET(Import.PLQ,$A21-1,AH$15-1,1,1))))","v":0},{"$f":"IF(AI$13=\"\",0,CHOOSE(Detalhamento.OpçãoServiços,OFFSET(Import.PLQ,$A21-1,AI$15-1,1,1),IF(ISNUMBER(INDEX(Import.PLE,Detalhamento!$E21,Detalhamento!AI$15)),IF(INDEX(Import.PLE,Detalhamento!$E21,Detalhamento!AI$15)<=mediçao,OFFSET(Import.PLQ,$A21-1,AI$15-1,1,1),0),0),IF(ISNUMBER(INDEX(Import.PLE,Detalhamento!$E21,Detalhamento!AI$15)),IF(INDEX(Import.PLE,Detalhamento!$E21,Detalhamento!AI$15)<=mediçao,0,OFFSET(Import.PLQ,$A21-1,AI$15-1,1,1)),OFFSET(Import.PLQ,$A21-1,AI$15-1,1,1))))","v":0},{"$f":"IF(AJ$13=\"\",0,CHOOSE(Detalhamento.OpçãoServiços,OFFSET(Import.PLQ,$A21-1,AJ$15-1,1,1),IF(ISNUMBER(INDEX(Import.PLE,Detalhamento!$E21,Detalhamento!AJ$15)),IF(INDEX(Import.PLE,Detalhamento!$E21,Detalhamento!AJ$15)<=mediçao,OFFSET(Import.PLQ,$A21-1,AJ$15-1,1,1),0),0),IF(ISNUMBER(INDEX(Import.PLE,Detalhamento!$E21,Detalhamento!AJ$15)),IF(INDEX(Import.PLE,Detalhamento!$E21,Detalhamento!AJ$15)<=mediçao,0,OFFSET(Import.PLQ,$A21-1,AJ$15-1,1,1)),OFFSET(Import.PLQ,$A21-1,AJ$15-1,1,1))))","v":0},{"$f":"IF(AK$13=\"\",0,CHOOSE(Detalhamento.OpçãoServiços,OFFSET(Import.PLQ,$A21-1,AK$15-1,1,1),IF(ISNUMBER(INDEX(Import.PLE,Detalhamento!$E21,Detalhamento!AK$15)),IF(INDEX(Import.PLE,Detalhamento!$E21,Detalhamento!AK$15)<=mediçao,OFFSET(Import.PLQ,$A21-1,AK$15-1,1,1),0),0),IF(ISNUMBER(INDEX(Import.PLE,Detalhamento!$E21,Detalhamento!AK$15)),IF(INDEX(Import.PLE,Detalhamento!$E21,Detalhamento!AK$15)<=mediçao,0,OFFSET(Import.PLQ,$A21-1,AK$15-1,1,1)),OFFSET(Import.PLQ,$A21-1,AK$15-1,1,1))))","v":0},{"$f":"IF(AL$13=\"\",0,CHOOSE(Detalhamento.OpçãoServiços,OFFSET(Import.PLQ,$A21-1,AL$15-1,1,1),IF(ISNUMBER(INDEX(Import.PLE,Detalhamento!$E21,Detalhamento!AL$15)),IF(INDEX(Import.PLE,Detalhamento!$E21,Detalhamento!AL$15)<=mediçao,OFFSET(Import.PLQ,$A21-1,AL$15-1,1,1),0),0),IF(ISNUMBER(INDEX(Import.PLE,Detalhamento!$E21,Detalhamento!AL$15)),IF(INDEX(Import.PLE,Detalhamento!$E21,Detalhamento!AL$15)<=mediçao,0,OFFSET(Import.PLQ,$A21-1,AL$15-1,1,1)),OFFSET(Import.PLQ,$A21-1,AL$15-1,1,1))))","v":0},{"$f":"IF(AM$13=\"\",0,CHOOSE(Detalhamento.OpçãoServiços,OFFSET(Import.PLQ,$A21-1,AM$15-1,1,1),IF(ISNUMBER(INDEX(Import.PLE,Detalhamento!$E21,Detalhamento!AM$15)),IF(INDEX(Import.PLE,Detalhamento!$E21,Detalhamento!AM$15)<=mediçao,OFFSET(Import.PLQ,$A21-1,AM$15-1,1,1),0),0),IF(ISNUMBER(INDEX(Import.PLE,Detalhamento!$E21,Detalhamento!AM$15)),IF(INDEX(Import.PLE,Detalhamento!$E21,Detalhamento!AM$15)<=mediçao,0,OFFSET(Import.PLQ,$A21-1,AM$15-1,1,1)),OFFSET(Import.PLQ,$A21-1,AM$15-1,1,1))))","v":0},{"$f":"IF(AN$13=\"\",0,CHOOSE(Detalhamento.OpçãoServiços,OFFSET(Import.PLQ,$A21-1,AN$15-1,1,1),IF(ISNUMBER(INDEX(Import.PLE,Detalhamento!$E21,Detalhamento!AN$15)),IF(INDEX(Import.PLE,Detalhamento!$E21,Detalhamento!AN$15)<=mediçao,OFFSET(Import.PLQ,$A21-1,AN$15-1,1,1),0),0),IF(ISNUMBER(INDEX(Import.PLE,Detalhamento!$E21,Detalhamento!AN$15)),IF(INDEX(Import.PLE,Detalhamento!$E21,Detalhamento!AN$15)<=mediçao,0,OFFSET(Import.PLQ,$A21-1,AN$15-1,1,1)),OFFSET(Import.PLQ,$A21-1,AN$15-1,1,1))))","v":0},{"$f":"IF(AO$13=\"\",0,CHOOSE(Detalhamento.OpçãoServiços,OFFSET(Import.PLQ,$A21-1,AO$15-1,1,1),IF(ISNUMBER(INDEX(Import.PLE,Detalhamento!$E21,Detalhamento!AO$15)),IF(INDEX(Import.PLE,Detalhamento!$E21,Detalhamento!AO$15)<=mediçao,OFFSET(Import.PLQ,$A21-1,AO$15-1,1,1),0),0),IF(ISNUMBER(INDEX(Import.PLE,Detalhamento!$E21,Detalhamento!AO$15)),IF(INDEX(Import.PLE,Detalhamento!$E21,Detalhamento!AO$15)<=mediçao,0,OFFSET(Import.PLQ,$A21-1,AO$15-1,1,1)),OFFSET(Import.PLQ,$A21-1,AO$15-1,1,1))))","v":0},{"$f":"IF(AP$13=\"\",0,CHOOSE(Detalhamento.OpçãoServiços,OFFSET(Import.PLQ,$A21-1,AP$15-1,1,1),IF(ISNUMBER(INDEX(Import.PLE,Detalhamento!$E21,Detalhamento!AP$15)),IF(INDEX(Import.PLE,Detalhamento!$E21,Detalhamento!AP$15)<=mediçao,OFFSET(Import.PLQ,$A21-1,AP$15-1,1,1),0),0),IF(ISNUMBER(INDEX(Import.PLE,Detalhamento!$E21,Detalhamento!AP$15)),IF(INDEX(Import.PLE,Detalhamento!$E21,Detalhamento!AP$15)<=mediçao,0,OFFSET(Import.PLQ,$A21-1,AP$15-1,1,1)),OFFSET(Import.PLQ,$A21-1,AP$15-1,1,1))))","v":0},{"$f":"IF(AQ$13=\"\",0,CHOOSE(Detalhamento.OpçãoServiços,OFFSET(Import.PLQ,$A21-1,AQ$15-1,1,1),IF(ISNUMBER(INDEX(Import.PLE,Detalhamento!$E21,Detalhamento!AQ$15)),IF(INDEX(Import.PLE,Detalhamento!$E21,Detalhamento!AQ$15)<=mediçao,OFFSET(Import.PLQ,$A21-1,AQ$15-1,1,1),0),0),IF(ISNUMBER(INDEX(Import.PLE,Detalhamento!$E21,Detalhamento!AQ$15)),IF(INDEX(Import.PLE,Detalhamento!$E21,Detalhamento!AQ$15)<=mediçao,0,OFFSET(Import.PLQ,$A21-1,AQ$15-1,1,1)),OFFSET(Import.PLQ,$A21-1,AQ$15-1,1,1))))","v":0},{"$f":"IF(AR$13=\"\",0,CHOOSE(Detalhamento.OpçãoServiços,OFFSET(Import.PLQ,$A21-1,AR$15-1,1,1),IF(ISNUMBER(INDEX(Import.PLE,Detalhamento!$E21,Detalhamento!AR$15)),IF(INDEX(Import.PLE,Detalhamento!$E21,Detalhamento!AR$15)<=mediçao,OFFSET(Import.PLQ,$A21-1,AR$15-1,1,1),0),0),IF(ISNUMBER(INDEX(Import.PLE,Detalhamento!$E21,Detalhamento!AR$15)),IF(INDEX(Import.PLE,Detalhamento!$E21,Detalhamento!AR$15)<=mediçao,0,OFFSET(Import.PLQ,$A21-1,AR$15-1,1,1)),OFFSET(Import.PLQ,$A21-1,AR$15-1,1,1))))","v":0},{"$f":"IF(AS$13=\"\",0,CHOOSE(Detalhamento.OpçãoServiços,OFFSET(Import.PLQ,$A21-1,AS$15-1,1,1),IF(ISNUMBER(INDEX(Import.PLE,Detalhamento!$E21,Detalhamento!AS$15)),IF(INDEX(Import.PLE,Detalhamento!$E21,Detalhamento!AS$15)<=mediçao,OFFSET(Import.PLQ,$A21-1,AS$15-1,1,1),0),0),IF(ISNUMBER(INDEX(Import.PLE,Detalhamento!$E21,Detalhamento!AS$15)),IF(INDEX(Import.PLE,Detalhamento!$E21,Detalhamento!AS$15)<=mediçao,0,OFFSET(Import.PLQ,$A21-1,AS$15-1,1,1)),OFFSET(Import.PLQ,$A21-1,AS$15-1,1,1))))","v":0},{"$f":"IF(AT$13=\"\",0,CHOOSE(Detalhamento.OpçãoServiços,OFFSET(Import.PLQ,$A21-1,AT$15-1,1,1),IF(ISNUMBER(INDEX(Import.PLE,Detalhamento!$E21,Detalhamento!AT$15)),IF(INDEX(Import.PLE,Detalhamento!$E21,Detalhamento!AT$15)<=mediçao,OFFSET(Import.PLQ,$A21-1,AT$15-1,1,1),0),0),IF(ISNUMBER(INDEX(Import.PLE,Detalhamento!$E21,Detalhamento!AT$15)),IF(INDEX(Import.PLE,Detalhamento!$E21,Detalhamento!AT$15)<=mediçao,0,OFFSET(Import.PLQ,$A21-1,AT$15-1,1,1)),OFFSET(Import.PLQ,$A21-1,AT$15-1,1,1))))","v":0},{"$f":"IF(AU$13=\"\",0,CHOOSE(Detalhamento.OpçãoServiços,OFFSET(Import.PLQ,$A21-1,AU$15-1,1,1),IF(ISNUMBER(INDEX(Import.PLE,Detalhamento!$E21,Detalhamento!AU$15)),IF(INDEX(Import.PLE,Detalhamento!$E21,Detalhamento!AU$15)<=mediçao,OFFSET(Import.PLQ,$A21-1,AU$15-1,1,1),0),0),IF(ISNUMBER(INDEX(Import.PLE,Detalhamento!$E21,Detalhamento!AU$15)),IF(INDEX(Import.PLE,Detalhamento!$E21,Detalhamento!AU$15)<=mediçao,0,OFFSET(Import.PLQ,$A21-1,AU$15-1,1,1)),OFFSET(Import.PLQ,$A21-1,AU$15-1,1,1))))","v":0},{"$f":"IF(AV$13=\"\",0,CHOOSE(Detalhamento.OpçãoServiços,OFFSET(Import.PLQ,$A21-1,AV$15-1,1,1),IF(ISNUMBER(INDEX(Import.PLE,Detalhamento!$E21,Detalhamento!AV$15)),IF(INDEX(Import.PLE,Detalhamento!$E21,Detalhamento!AV$15)<=mediçao,OFFSET(Import.PLQ,$A21-1,AV$15-1,1,1),0),0),IF(ISNUMBER(INDEX(Import.PLE,Detalhamento!$E21,Detalhamento!AV$15)),IF(INDEX(Import.PLE,Detalhamento!$E21,Detalhamento!AV$15)<=mediçao,0,OFFSET(Import.PLQ,$A21-1,AV$15-1,1,1)),OFFSET(Import.PLQ,$A21-1,AV$15-1,1,1))))","v":0},{"$f":"IF(AW$13=\"\",0,CHOOSE(Detalhamento.OpçãoServiços,OFFSET(Import.PLQ,$A21-1,AW$15-1,1,1),IF(ISNUMBER(INDEX(Import.PLE,Detalhamento!$E21,Detalhamento!AW$15)),IF(INDEX(Import.PLE,Detalhamento!$E21,Detalhamento!AW$15)<=mediçao,OFFSET(Import.PLQ,$A21-1,AW$15-1,1,1),0),0),IF(ISNUMBER(INDEX(Import.PLE,Detalhamento!$E21,Detalhamento!AW$15)),IF(INDEX(Import.PLE,Detalhamento!$E21,Detalhamento!AW$15)<=mediçao,0,OFFSET(Import.PLQ,$A21-1,AW$15-1,1,1)),OFFSET(Import.PLQ,$A21-1,AW$15-1,1,1))))","v":0},{"$f":"IF(AX$13=\"\",0,CHOOSE(Detalhamento.OpçãoServiços,OFFSET(Import.PLQ,$A21-1,AX$15-1,1,1),IF(ISNUMBER(INDEX(Import.PLE,Detalhamento!$E21,Detalhamento!AX$15)),IF(INDEX(Import.PLE,Detalhamento!$E21,Detalhamento!AX$15)<=mediçao,OFFSET(Import.PLQ,$A21-1,AX$15-1,1,1),0),0),IF(ISNUMBER(INDEX(Import.PLE,Detalhamento!$E21,Detalhamento!AX$15)),IF(INDEX(Import.PLE,Detalhamento!$E21,Detalhamento!AX$15)<=mediçao,0,OFFSET(Import.PLQ,$A21-1,AX$15-1,1,1)),OFFSET(Import.PLQ,$A21-1,AX$15-1,1,1))))","v":0},{"$f":"IF(AY$13=\"\",0,CHOOSE(Detalhamento.OpçãoServiços,OFFSET(Import.PLQ,$A21-1,AY$15-1,1,1),IF(ISNUMBER(INDEX(Import.PLE,Detalhamento!$E21,Detalhamento!AY$15)),IF(INDEX(Import.PLE,Detalhamento!$E21,Detalhamento!AY$15)<=mediçao,OFFSET(Import.PLQ,$A21-1,AY$15-1,1,1),0),0),IF(ISNUMBER(INDEX(Import.PLE,Detalhamento!$E21,Detalhamento!AY$15)),IF(INDEX(Import.PLE,Detalhamento!$E21,Detalhamento!AY$15)<=mediçao,0,OFFSET(Import.PLQ,$A21-1,AY$15-1,1,1)),OFFSET(Import.PLQ,$A21-1,AY$15-1,1,1))))","v":0},{"$f":"IF(AZ$13=\"\",0,CHOOSE(Detalhamento.OpçãoServiços,OFFSET(Import.PLQ,$A21-1,AZ$15-1,1,1),IF(ISNUMBER(INDEX(Import.PLE,Detalhamento!$E21,Detalhamento!AZ$15)),IF(INDEX(Import.PLE,Detalhamento!$E21,Detalhamento!AZ$15)<=mediçao,OFFSET(Import.PLQ,$A21-1,AZ$15-1,1,1),0),0),IF(ISNUMBER(INDEX(Import.PLE,Detalhamento!$E21,Detalhamento!AZ$15)),IF(INDEX(Import.PLE,Detalhamento!$E21,Detalhamento!AZ$15)<=mediçao,0,OFFSET(Import.PLQ,$A21-1,AZ$15-1,1,1)),OFFSET(Import.PLQ,$A21-1,AZ$15-1,1,1))))","v":0},{"$f":"IF(BA$13=\"\",0,CHOOSE(Detalhamento.OpçãoServiços,OFFSET(Import.PLQ,$A21-1,BA$15-1,1,1),IF(ISNUMBER(INDEX(Import.PLE,Detalhamento!$E21,Detalhamento!BA$15)),IF(INDEX(Import.PLE,Detalhamento!$E21,Detalhamento!BA$15)<=mediçao,OFFSET(Import.PLQ,$A21-1,BA$15-1,1,1),0),0),IF(ISNUMBER(INDEX(Import.PLE,Detalhamento!$E21,Detalhamento!BA$15)),IF(INDEX(Import.PLE,Detalhamento!$E21,Detalhamento!BA$15)<=mediçao,0,OFFSET(Import.PLQ,$A21-1,BA$15-1,1,1)),OFFSET(Import.PLQ,$A21-1,BA$15-1,1,1))))","v":0},{"$f":"IF(BB$13=\"\",0,CHOOSE(Detalhamento.OpçãoServiços,OFFSET(Import.PLQ,$A21-1,BB$15-1,1,1),IF(ISNUMBER(INDEX(Import.PLE,Detalhamento!$E21,Detalhamento!BB$15)),IF(INDEX(Import.PLE,Detalhamento!$E21,Detalhamento!BB$15)<=mediçao,OFFSET(Import.PLQ,$A21-1,BB$15-1,1,1),0),0),IF(ISNUMBER(INDEX(Import.PLE,Detalhamento!$E21,Detalhamento!BB$15)),IF(INDEX(Import.PLE,Detalhamento!$E21,Detalhamento!BB$15)<=mediçao,0,OFFSET(Import.PLQ,$A21-1,BB$15-1,1,1)),OFFSET(Import.PLQ,$A21-1,BB$15-1,1,1))))","v":0},{"$f":"IF(BC$13=\"\",0,CHOOSE(Detalhamento.OpçãoServiços,OFFSET(Import.PLQ,$A21-1,BC$15-1,1,1),IF(ISNUMBER(INDEX(Import.PLE,Detalhamento!$E21,Detalhamento!BC$15)),IF(INDEX(Import.PLE,Detalhamento!$E21,Detalhamento!BC$15)<=mediçao,OFFSET(Import.PLQ,$A21-1,BC$15-1,1,1),0),0),IF(ISNUMBER(INDEX(Import.PLE,Detalhamento!$E21,Detalhamento!BC$15)),IF(INDEX(Import.PLE,Detalhamento!$E21,Detalhamento!BC$15)<=mediçao,0,OFFSET(Import.PLQ,$A21-1,BC$15-1,1,1)),OFFSET(Import.PLQ,$A21-1,BC$15-1,1,1))))","v":0},{"$f":"IF(BD$13=\"\",0,CHOOSE(Detalhamento.OpçãoServiços,OFFSET(Import.PLQ,$A21-1,BD$15-1,1,1),IF(ISNUMBER(INDEX(Import.PLE,Detalhamento!$E21,Detalhamento!BD$15)),IF(INDEX(Import.PLE,Detalhamento!$E21,Detalhamento!BD$15)<=mediçao,OFFSET(Import.PLQ,$A21-1,BD$15-1,1,1),0),0),IF(ISNUMBER(INDEX(Import.PLE,Detalhamento!$E21,Detalhamento!BD$15)),IF(INDEX(Import.PLE,Detalhamento!$E21,Detalhamento!BD$15)<=mediçao,0,OFFSET(Import.PLQ,$A21-1,BD$15-1,1,1)),OFFSET(Import.PLQ,$A21-1,BD$15-1,1,1))))","v":0},{"$f":"IF(BE$13=\"\",0,CHOOSE(Detalhamento.OpçãoServiços,OFFSET(Import.PLQ,$A21-1,BE$15-1,1,1),IF(ISNUMBER(INDEX(Import.PLE,Detalhamento!$E21,Detalhamento!BE$15)),IF(INDEX(Import.PLE,Detalhamento!$E21,Detalhamento!BE$15)<=mediçao,OFFSET(Import.PLQ,$A21-1,BE$15-1,1,1),0),0),IF(ISNUMBER(INDEX(Import.PLE,Detalhamento!$E21,Detalhamento!BE$15)),IF(INDEX(Import.PLE,Detalhamento!$E21,Detalhamento!BE$15)<=mediçao,0,OFFSET(Import.PLQ,$A21-1,BE$15-1,1,1)),OFFSET(Import.PLQ,$A21-1,BE$15-1,1,1))))","v":0},{"$f":"IF(BF$13=\"\",0,CHOOSE(Detalhamento.OpçãoServiços,OFFSET(Import.PLQ,$A21-1,BF$15-1,1,1),IF(ISNUMBER(INDEX(Import.PLE,Detalhamento!$E21,Detalhamento!BF$15)),IF(INDEX(Import.PLE,Detalhamento!$E21,Detalhamento!BF$15)<=mediçao,OFFSET(Import.PLQ,$A21-1,BF$15-1,1,1),0),0),IF(ISNUMBER(INDEX(Import.PLE,Detalhamento!$E21,Detalhamento!BF$15)),IF(INDEX(Import.PLE,Detalhamento!$E21,Detalhamento!BF$15)<=mediçao,0,OFFSET(Import.PLQ,$A21-1,BF$15-1,1,1)),OFFSET(Import.PLQ,$A21-1,BF$15-1,1,1))))","v":0},{"$f":"IF(BG$13=\"\",0,CHOOSE(Detalhamento.OpçãoServiços,OFFSET(Import.PLQ,$A21-1,BG$15-1,1,1),IF(ISNUMBER(INDEX(Import.PLE,Detalhamento!$E21,Detalhamento!BG$15)),IF(INDEX(Import.PLE,Detalhamento!$E21,Detalhamento!BG$15)<=mediçao,OFFSET(Import.PLQ,$A21-1,BG$15-1,1,1),0),0),IF(ISNUMBER(INDEX(Import.PLE,Detalhamento!$E21,Detalhamento!BG$15)),IF(INDEX(Import.PLE,Detalhamento!$E21,Detalhamento!BG$15)<=mediçao,0,OFFSET(Import.PLQ,$A21-1,BG$15-1,1,1)),OFFSET(Import.PLQ,$A21-1,BG$15-1,1,1))))","v":0},{"$f":"IF(BH$13=\"\",0,CHOOSE(Detalhamento.OpçãoServiços,OFFSET(Import.PLQ,$A21-1,BH$15-1,1,1),IF(ISNUMBER(INDEX(Import.PLE,Detalhamento!$E21,Detalhamento!BH$15)),IF(INDEX(Import.PLE,Detalhamento!$E21,Detalhamento!BH$15)<=mediçao,OFFSET(Import.PLQ,$A21-1,BH$15-1,1,1),0),0),IF(ISNUMBER(INDEX(Import.PLE,Detalhamento!$E21,Detalhamento!BH$15)),IF(INDEX(Import.PLE,Detalhamento!$E21,Detalhamento!BH$15)<=mediçao,0,OFFSET(Import.PLQ,$A21-1,BH$15-1,1,1)),OFFSET(Import.PLQ,$A21-1,BH$15-1,1,1))))","v":0},{"$f":"IF(BI$13=\"\",0,CHOOSE(Detalhamento.OpçãoServiços,OFFSET(Import.PLQ,$A21-1,BI$15-1,1,1),IF(ISNUMBER(INDEX(Import.PLE,Detalhamento!$E21,Detalhamento!BI$15)),IF(INDEX(Import.PLE,Detalhamento!$E21,Detalhamento!BI$15)<=mediçao,OFFSET(Import.PLQ,$A21-1,BI$15-1,1,1),0),0),IF(ISNUMBER(INDEX(Import.PLE,Detalhamento!$E21,Detalhamento!BI$15)),IF(INDEX(Import.PLE,Detalhamento!$E21,Detalhamento!BI$15)<=mediçao,0,OFFSET(Import.PLQ,$A21-1,BI$15-1,1,1)),OFFSET(Import.PLQ,$A21-1,BI$15-1,1,1))))","v":0}]
[6,"Nível",null,null,1,0,"1.2.","ESCAVAÇÃO E REATERRO","","",null,{"$f":"IF(L$13=\"\",0,CHOOSE(Detalhamento.OpçãoServiços,OFFSET(Import.PLQ,$A22-1,L$15-1,1,1),IF(ISNUMBER(INDEX(Import.PLE,Detalhamento!$E22,Detalhamento!L$15)),IF(INDEX(Import.PLE,Detalhamento!$E22,Detalhamento!L$15)<=mediçao,OFFSET(Import.PLQ,$A22-1,L$15-1,1,1),0),0),IF(ISNUMBER(INDEX(Import.PLE,Detalhamento!$E22,Detalhamento!L$15)),IF(INDEX(Import.PLE,Detalhamento!$E22,Detalhamento!L$15)<=mediçao,0,OFFSET(Import.PLQ,$A22-1,L$15-1,1,1)),OFFSET(Import.PLQ,$A22-1,L$15-1,1,1))))","v":0},{"$f":"IF(M$13=\"\",0,CHOOSE(Detalhamento.OpçãoServiços,OFFSET(Import.PLQ,$A22-1,M$15-1,1,1),IF(ISNUMBER(INDEX(Import.PLE,Detalhamento!$E22,Detalhamento!M$15)),IF(INDEX(Import.PLE,Detalhamento!$E22,Detalhamento!M$15)<=mediçao,OFFSET(Import.PLQ,$A22-1,M$15-1,1,1),0),0),IF(ISNUMBER(INDEX(Import.PLE,Detalhamento!$E22,Detalhamento!M$15)),IF(INDEX(Import.PLE,Detalhamento!$E22,Detalhamento!M$15)<=mediçao,0,OFFSET(Import.PLQ,$A22-1,M$15-1,1,1)),OFFSET(Import.PLQ,$A22-1,M$15-1,1,1))))","v":0},{"$f":"IF(N$13=\"\",0,CHOOSE(Detalhamento.OpçãoServiços,OFFSET(Import.PLQ,$A22-1,N$15-1,1,1),IF(ISNUMBER(INDEX(Import.PLE,Detalhamento!$E22,Detalhamento!N$15)),IF(INDEX(Import.PLE,Detalhamento!$E22,Detalhamento!N$15)<=mediçao,OFFSET(Import.PLQ,$A22-1,N$15-1,1,1),0),0),IF(ISNUMBER(INDEX(Import.PLE,Detalhamento!$E22,Detalhamento!N$15)),IF(INDEX(Import.PLE,Detalhamento!$E22,Detalhamento!N$15)<=mediçao,0,OFFSET(Import.PLQ,$A22-1,N$15-1,1,1)),OFFSET(Import.PLQ,$A22-1,N$15-1,1,1))))","v":0},{"$f":"IF(O$13=\"\",0,CHOOSE(Detalhamento.OpçãoServiços,OFFSET(Import.PLQ,$A22-1,O$15-1,1,1),IF(ISNUMBER(INDEX(Import.PLE,Detalhamento!$E22,Detalhamento!O$15)),IF(INDEX(Import.PLE,Detalhamento!$E22,Detalhamento!O$15)<=mediçao,OFFSET(Import.PLQ,$A22-1,O$15-1,1,1),0),0),IF(ISNUMBER(INDEX(Import.PLE,Detalhamento!$E22,Detalhamento!O$15)),IF(INDEX(Import.PLE,Detalhamento!$E22,Detalhamento!O$15)<=mediçao,0,OFFSET(Import.PLQ,$A22-1,O$15-1,1,1)),OFFSET(Import.PLQ,$A22-1,O$15-1,1,1))))","v":0},{"$f":"IF(P$13=\"\",0,CHOOSE(Detalhamento.OpçãoServiços,OFFSET(Import.PLQ,$A22-1,P$15-1,1,1),IF(ISNUMBER(INDEX(Import.PLE,Detalhamento!$E22,Detalhamento!P$15)),IF(INDEX(Import.PLE,Detalhamento!$E22,Detalhamento!P$15)<=mediçao,OFFSET(Import.PLQ,$A22-1,P$15-1,1,1),0),0),IF(ISNUMBER(INDEX(Import.PLE,Detalhamento!$E22,Detalhamento!P$15)),IF(INDEX(Import.PLE,Detalhamento!$E22,Detalhamento!P$15)<=mediçao,0,OFFSET(Import.PLQ,$A22-1,P$15-1,1,1)),OFFSET(Import.PLQ,$A22-1,P$15-1,1,1))))","v":0},{"$f":"IF(Q$13=\"\",0,CHOOSE(Detalhamento.OpçãoServiços,OFFSET(Import.PLQ,$A22-1,Q$15-1,1,1),IF(ISNUMBER(INDEX(Import.PLE,Detalhamento!$E22,Detalhamento!Q$15)),IF(INDEX(Import.PLE,Detalhamento!$E22,Detalhamento!Q$15)<=mediçao,OFFSET(Import.PLQ,$A22-1,Q$15-1,1,1),0),0),IF(ISNUMBER(INDEX(Import.PLE,Detalhamento!$E22,Detalhamento!Q$15)),IF(INDEX(Import.PLE,Detalhamento!$E22,Detalhamento!Q$15)<=mediçao,0,OFFSET(Import.PLQ,$A22-1,Q$15-1,1,1)),OFFSET(Import.PLQ,$A22-1,Q$15-1,1,1))))","v":0},{"$f":"IF(R$13=\"\",0,CHOOSE(Detalhamento.OpçãoServiços,OFFSET(Import.PLQ,$A22-1,R$15-1,1,1),IF(ISNUMBER(INDEX(Import.PLE,Detalhamento!$E22,Detalhamento!R$15)),IF(INDEX(Import.PLE,Detalhamento!$E22,Detalhamento!R$15)<=mediçao,OFFSET(Import.PLQ,$A22-1,R$15-1,1,1),0),0),IF(ISNUMBER(INDEX(Import.PLE,Detalhamento!$E22,Detalhamento!R$15)),IF(INDEX(Import.PLE,Detalhamento!$E22,Detalhamento!R$15)<=mediçao,0,OFFSET(Import.PLQ,$A22-1,R$15-1,1,1)),OFFSET(Import.PLQ,$A22-1,R$15-1,1,1))))","v":0},{"$f":"IF(S$13=\"\",0,CHOOSE(Detalhamento.OpçãoServiços,OFFSET(Import.PLQ,$A22-1,S$15-1,1,1),IF(ISNUMBER(INDEX(Import.PLE,Detalhamento!$E22,Detalhamento!S$15)),IF(INDEX(Import.PLE,Detalhamento!$E22,Detalhamento!S$15)<=mediçao,OFFSET(Import.PLQ,$A22-1,S$15-1,1,1),0),0),IF(ISNUMBER(INDEX(Import.PLE,Detalhamento!$E22,Detalhamento!S$15)),IF(INDEX(Import.PLE,Detalhamento!$E22,Detalhamento!S$15)<=mediçao,0,OFFSET(Import.PLQ,$A22-1,S$15-1,1,1)),OFFSET(Import.PLQ,$A22-1,S$15-1,1,1))))","v":0},{"$f":"IF(T$13=\"\",0,CHOOSE(Detalhamento.OpçãoServiços,OFFSET(Import.PLQ,$A22-1,T$15-1,1,1),IF(ISNUMBER(INDEX(Import.PLE,Detalhamento!$E22,Detalhamento!T$15)),IF(INDEX(Import.PLE,Detalhamento!$E22,Detalhamento!T$15)<=mediçao,OFFSET(Import.PLQ,$A22-1,T$15-1,1,1),0),0),IF(ISNUMBER(INDEX(Import.PLE,Detalhamento!$E22,Detalhamento!T$15)),IF(INDEX(Import.PLE,Detalhamento!$E22,Detalhamento!T$15)<=mediçao,0,OFFSET(Import.PLQ,$A22-1,T$15-1,1,1)),OFFSET(Import.PLQ,$A22-1,T$15-1,1,1))))","v":0},{"$f":"IF(U$13=\"\",0,CHOOSE(Detalhamento.OpçãoServiços,OFFSET(Import.PLQ,$A22-1,U$15-1,1,1),IF(ISNUMBER(INDEX(Import.PLE,Detalhamento!$E22,Detalhamento!U$15)),IF(INDEX(Import.PLE,Detalhamento!$E22,Detalhamento!U$15)<=mediçao,OFFSET(Import.PLQ,$A22-1,U$15-1,1,1),0),0),IF(ISNUMBER(INDEX(Import.PLE,Detalhamento!$E22,Detalhamento!U$15)),IF(INDEX(Import.PLE,Detalhamento!$E22,Detalhamento!U$15)<=mediçao,0,OFFSET(Import.PLQ,$A22-1,U$15-1,1,1)),OFFSET(Import.PLQ,$A22-1,U$15-1,1,1))))","v":0},{"$f":"IF(V$13=\"\",0,CHOOSE(Detalhamento.OpçãoServiços,OFFSET(Import.PLQ,$A22-1,V$15-1,1,1),IF(ISNUMBER(INDEX(Import.PLE,Detalhamento!$E22,Detalhamento!V$15)),IF(INDEX(Import.PLE,Detalhamento!$E22,Detalhamento!V$15)<=mediçao,OFFSET(Import.PLQ,$A22-1,V$15-1,1,1),0),0),IF(ISNUMBER(INDEX(Import.PLE,Detalhamento!$E22,Detalhamento!V$15)),IF(INDEX(Import.PLE,Detalhamento!$E22,Detalhamento!V$15)<=mediçao,0,OFFSET(Import.PLQ,$A22-1,V$15-1,1,1)),OFFSET(Import.PLQ,$A22-1,V$15-1,1,1))))","v":0},{"$f":"IF(W$13=\"\",0,CHOOSE(Detalhamento.OpçãoServiços,OFFSET(Import.PLQ,$A22-1,W$15-1,1,1),IF(ISNUMBER(INDEX(Import.PLE,Detalhamento!$E22,Detalhamento!W$15)),IF(INDEX(Import.PLE,Detalhamento!$E22,Detalhamento!W$15)<=mediçao,OFFSET(Import.PLQ,$A22-1,W$15-1,1,1),0),0),IF(ISNUMBER(INDEX(Import.PLE,Detalhamento!$E22,Detalhamento!W$15)),IF(INDEX(Import.PLE,Detalhamento!$E22,Detalhamento!W$15)<=mediçao,0,OFFSET(Import.PLQ,$A22-1,W$15-1,1,1)),OFFSET(Import.PLQ,$A22-1,W$15-1,1,1))))","v":0},{"$f":"IF(X$13=\"\",0,CHOOSE(Detalhamento.OpçãoServiços,OFFSET(Import.PLQ,$A22-1,X$15-1,1,1),IF(ISNUMBER(INDEX(Import.PLE,Detalhamento!$E22,Detalhamento!X$15)),IF(INDEX(Import.PLE,Detalhamento!$E22,Detalhamento!X$15)<=mediçao,OFFSET(Import.PLQ,$A22-1,X$15-1,1,1),0),0),IF(ISNUMBER(INDEX(Import.PLE,Detalhamento!$E22,Detalhamento!X$15)),IF(INDEX(Import.PLE,Detalhamento!$E22,Detalhamento!X$15)<=mediçao,0,OFFSET(Import.PLQ,$A22-1,X$15-1,1,1)),OFFSET(Import.PLQ,$A22-1,X$15-1,1,1))))","v":0},{"$f":"IF(Y$13=\"\",0,CHOOSE(Detalhamento.OpçãoServiços,OFFSET(Import.PLQ,$A22-1,Y$15-1,1,1),IF(ISNUMBER(INDEX(Import.PLE,Detalhamento!$E22,Detalhamento!Y$15)),IF(INDEX(Import.PLE,Detalhamento!$E22,Detalhamento!Y$15)<=mediçao,OFFSET(Import.PLQ,$A22-1,Y$15-1,1,1),0),0),IF(ISNUMBER(INDEX(Import.PLE,Detalhamento!$E22,Detalhamento!Y$15)),IF(INDEX(Import.PLE,Detalhamento!$E22,Detalhamento!Y$15)<=mediçao,0,OFFSET(Import.PLQ,$A22-1,Y$15-1,1,1)),OFFSET(Import.PLQ,$A22-1,Y$15-1,1,1))))","v":0},{"$f":"IF(Z$13=\"\",0,CHOOSE(Detalhamento.OpçãoServiços,OFFSET(Import.PLQ,$A22-1,Z$15-1,1,1),IF(ISNUMBER(INDEX(Import.PLE,Detalhamento!$E22,Detalhamento!Z$15)),IF(INDEX(Import.PLE,Detalhamento!$E22,Detalhamento!Z$15)<=mediçao,OFFSET(Import.PLQ,$A22-1,Z$15-1,1,1),0),0),IF(ISNUMBER(INDEX(Import.PLE,Detalhamento!$E22,Detalhamento!Z$15)),IF(INDEX(Import.PLE,Detalhamento!$E22,Detalhamento!Z$15)<=mediçao,0,OFFSET(Import.PLQ,$A22-1,Z$15-1,1,1)),OFFSET(Import.PLQ,$A22-1,Z$15-1,1,1))))","v":0},{"$f":"IF(AA$13=\"\",0,CHOOSE(Detalhamento.OpçãoServiços,OFFSET(Import.PLQ,$A22-1,AA$15-1,1,1),IF(ISNUMBER(INDEX(Import.PLE,Detalhamento!$E22,Detalhamento!AA$15)),IF(INDEX(Import.PLE,Detalhamento!$E22,Detalhamento!AA$15)<=mediçao,OFFSET(Import.PLQ,$A22-1,AA$15-1,1,1),0),0),IF(ISNUMBER(INDEX(Import.PLE,Detalhamento!$E22,Detalhamento!AA$15)),IF(INDEX(Import.PLE,Detalhamento!$E22,Detalhamento!AA$15)<=mediçao,0,OFFSET(Import.PLQ,$A22-1,AA$15-1,1,1)),OFFSET(Import.PLQ,$A22-1,AA$15-1,1,1))))","v":0},{"$f":"IF(AB$13=\"\",0,CHOOSE(Detalhamento.OpçãoServiços,OFFSET(Import.PLQ,$A22-1,AB$15-1,1,1),IF(ISNUMBER(INDEX(Import.PLE,Detalhamento!$E22,Detalhamento!AB$15)),IF(INDEX(Import.PLE,Detalhamento!$E22,Detalhamento!AB$15)<=mediçao,OFFSET(Import.PLQ,$A22-1,AB$15-1,1,1),0),0),IF(ISNUMBER(INDEX(Import.PLE,Detalhamento!$E22,Detalhamento!AB$15)),IF(INDEX(Import.PLE,Detalhamento!$E22,Detalhamento!AB$15)<=mediçao,0,OFFSET(Import.PLQ,$A22-1,AB$15-1,1,1)),OFFSET(Import.PLQ,$A22-1,AB$15-1,1,1))))","v":0},{"$f":"IF(AC$13=\"\",0,CHOOSE(Detalhamento.OpçãoServiços,OFFSET(Import.PLQ,$A22-1,AC$15-1,1,1),IF(ISNUMBER(INDEX(Import.PLE,Detalhamento!$E22,Detalhamento!AC$15)),IF(INDEX(Import.PLE,Detalhamento!$E22,Detalhamento!AC$15)<=mediçao,OFFSET(Import.PLQ,$A22-1,AC$15-1,1,1),0),0),IF(ISNUMBER(INDEX(Import.PLE,Detalhamento!$E22,Detalhamento!AC$15)),IF(INDEX(Import.PLE,Detalhamento!$E22,Detalhamento!AC$15)<=mediçao,0,OFFSET(Import.PLQ,$A22-1,AC$15-1,1,1)),OFFSET(Import.PLQ,$A22-1,AC$15-1,1,1))))","v":0},{"$f":"IF(AD$13=\"\",0,CHOOSE(Detalhamento.OpçãoServiços,OFFSET(Import.PLQ,$A22-1,AD$15-1,1,1),IF(ISNUMBER(INDEX(Import.PLE,Detalhamento!$E22,Detalhamento!AD$15)),IF(INDEX(Import.PLE,Detalhamento!$E22,Detalhamento!AD$15)<=mediçao,OFFSET(Import.PLQ,$A22-1,AD$15-1,1,1),0),0),IF(ISNUMBER(INDEX(Import.PLE,Detalhamento!$E22,Detalhamento!AD$15)),IF(INDEX(Import.PLE,Detalhamento!$E22,Detalhamento!AD$15)<=mediçao,0,OFFSET(Import.PLQ,$A22-1,AD$15-1,1,1)),OFFSET(Import.PLQ,$A22-1,AD$15-1,1,1))))","v":0},{"$f":"IF(AE$13=\"\",0,CHOOSE(Detalhamento.OpçãoServiços,OFFSET(Import.PLQ,$A22-1,AE$15-1,1,1),IF(ISNUMBER(INDEX(Import.PLE,Detalhamento!$E22,Detalhamento!AE$15)),IF(INDEX(Import.PLE,Detalhamento!$E22,Detalhamento!AE$15)<=mediçao,OFFSET(Import.PLQ,$A22-1,AE$15-1,1,1),0),0),IF(ISNUMBER(INDEX(Import.PLE,Detalhamento!$E22,Detalhamento!AE$15)),IF(INDEX(Import.PLE,Detalhamento!$E22,Detalhamento!AE$15)<=mediçao,0,OFFSET(Import.PLQ,$A22-1,AE$15-1,1,1)),OFFSET(Import.PLQ,$A22-1,AE$15-1,1,1))))","v":0},{"$f":"IF(AF$13=\"\",0,CHOOSE(Detalhamento.OpçãoServiços,OFFSET(Import.PLQ,$A22-1,AF$15-1,1,1),IF(ISNUMBER(INDEX(Import.PLE,Detalhamento!$E22,Detalhamento!AF$15)),IF(INDEX(Import.PLE,Detalhamento!$E22,Detalhamento!AF$15)<=mediçao,OFFSET(Import.PLQ,$A22-1,AF$15-1,1,1),0),0),IF(ISNUMBER(INDEX(Import.PLE,Detalhamento!$E22,Detalhamento!AF$15)),IF(INDEX(Import.PLE,Detalhamento!$E22,Detalhamento!AF$15)<=mediçao,0,OFFSET(Import.PLQ,$A22-1,AF$15-1,1,1)),OFFSET(Import.PLQ,$A22-1,AF$15-1,1,1))))","v":0},{"$f":"IF(AG$13=\"\",0,CHOOSE(Detalhamento.OpçãoServiços,OFFSET(Import.PLQ,$A22-1,AG$15-1,1,1),IF(ISNUMBER(INDEX(Import.PLE,Detalhamento!$E22,Detalhamento!AG$15)),IF(INDEX(Import.PLE,Detalhamento!$E22,Detalhamento!AG$15)<=mediçao,OFFSET(Import.PLQ,$A22-1,AG$15-1,1,1),0),0),IF(ISNUMBER(INDEX(Import.PLE,Detalhamento!$E22,Detalhamento!AG$15)),IF(INDEX(Import.PLE,Detalhamento!$E22,Detalhamento!AG$15)<=mediçao,0,OFFSET(Import.PLQ,$A22-1,AG$15-1,1,1)),OFFSET(Import.PLQ,$A22-1,AG$15-1,1,1))))","v":0},{"$f":"IF(AH$13=\"\",0,CHOOSE(Detalhamento.OpçãoServiços,OFFSET(Import.PLQ,$A22-1,AH$15-1,1,1),IF(ISNUMBER(INDEX(Import.PLE,Detalhamento!$E22,Detalhamento!AH$15)),IF(INDEX(Import.PLE,Detalhamento!$E22,Detalhamento!AH$15)<=mediçao,OFFSET(Import.PLQ,$A22-1,AH$15-1,1,1),0),0),IF(ISNUMBER(INDEX(Import.PLE,Detalhamento!$E22,Detalhamento!AH$15)),IF(INDEX(Import.PLE,Detalhamento!$E22,Detalhamento!AH$15)<=mediçao,0,OFFSET(Import.PLQ,$A22-1,AH$15-1,1,1)),OFFSET(Import.PLQ,$A22-1,AH$15-1,1,1))))","v":0},{"$f":"IF(AI$13=\"\",0,CHOOSE(Detalhamento.OpçãoServiços,OFFSET(Import.PLQ,$A22-1,AI$15-1,1,1),IF(ISNUMBER(INDEX(Import.PLE,Detalhamento!$E22,Detalhamento!AI$15)),IF(INDEX(Import.PLE,Detalhamento!$E22,Detalhamento!AI$15)<=mediçao,OFFSET(Import.PLQ,$A22-1,AI$15-1,1,1),0),0),IF(ISNUMBER(INDEX(Import.PLE,Detalhamento!$E22,Detalhamento!AI$15)),IF(INDEX(Import.PLE,Detalhamento!$E22,Detalhamento!AI$15)<=mediçao,0,OFFSET(Import.PLQ,$A22-1,AI$15-1,1,1)),OFFSET(Import.PLQ,$A22-1,AI$15-1,1,1))))","v":0},{"$f":"IF(AJ$13=\"\",0,CHOOSE(Detalhamento.OpçãoServiços,OFFSET(Import.PLQ,$A22-1,AJ$15-1,1,1),IF(ISNUMBER(INDEX(Import.PLE,Detalhamento!$E22,Detalhamento!AJ$15)),IF(INDEX(Import.PLE,Detalhamento!$E22,Detalhamento!AJ$15)<=mediçao,OFFSET(Import.PLQ,$A22-1,AJ$15-1,1,1),0),0),IF(ISNUMBER(INDEX(Import.PLE,Detalhamento!$E22,Detalhamento!AJ$15)),IF(INDEX(Import.PLE,Detalhamento!$E22,Detalhamento!AJ$15)<=mediçao,0,OFFSET(Import.PLQ,$A22-1,AJ$15-1,1,1)),OFFSET(Import.PLQ,$A22-1,AJ$15-1,1,1))))","v":0},{"$f":"IF(AK$13=\"\",0,CHOOSE(Detalhamento.OpçãoServiços,OFFSET(Import.PLQ,$A22-1,AK$15-1,1,1),IF(ISNUMBER(INDEX(Import.PLE,Detalhamento!$E22,Detalhamento!AK$15)),IF(INDEX(Import.PLE,Detalhamento!$E22,Detalhamento!AK$15)<=mediçao,OFFSET(Import.PLQ,$A22-1,AK$15-1,1,1),0),0),IF(ISNUMBER(INDEX(Import.PLE,Detalhamento!$E22,Detalhamento!AK$15)),IF(INDEX(Import.PLE,Detalhamento!$E22,Detalhamento!AK$15)<=mediçao,0,OFFSET(Import.PLQ,$A22-1,AK$15-1,1,1)),OFFSET(Import.PLQ,$A22-1,AK$15-1,1,1))))","v":0},{"$f":"IF(AL$13=\"\",0,CHOOSE(Detalhamento.OpçãoServiços,OFFSET(Import.PLQ,$A22-1,AL$15-1,1,1),IF(ISNUMBER(INDEX(Import.PLE,Detalhamento!$E22,Detalhamento!AL$15)),IF(INDEX(Import.PLE,Detalhamento!$E22,Detalhamento!AL$15)<=mediçao,OFFSET(Import.PLQ,$A22-1,AL$15-1,1,1),0),0),IF(ISNUMBER(INDEX(Import.PLE,Detalhamento!$E22,Detalhamento!AL$15)),IF(INDEX(Import.PLE,Detalhamento!$E22,Detalhamento!AL$15)<=mediçao,0,OFFSET(Import.PLQ,$A22-1,AL$15-1,1,1)),OFFSET(Import.PLQ,$A22-1,AL$15-1,1,1))))","v":0},{"$f":"IF(AM$13=\"\",0,CHOOSE(Detalhamento.OpçãoServiços,OFFSET(Import.PLQ,$A22-1,AM$15-1,1,1),IF(ISNUMBER(INDEX(Import.PLE,Detalhamento!$E22,Detalhamento!AM$15)),IF(INDEX(Import.PLE,Detalhamento!$E22,Detalhamento!AM$15)<=mediçao,OFFSET(Import.PLQ,$A22-1,AM$15-1,1,1),0),0),IF(ISNUMBER(INDEX(Import.PLE,Detalhamento!$E22,Detalhamento!AM$15)),IF(INDEX(Import.PLE,Detalhamento!$E22,Detalhamento!AM$15)<=mediçao,0,OFFSET(Import.PLQ,$A22-1,AM$15-1,1,1)),OFFSET(Import.PLQ,$A22-1,AM$15-1,1,1))))","v":0},{"$f":"IF(AN$13=\"\",0,CHOOSE(Detalhamento.OpçãoServiços,OFFSET(Import.PLQ,$A22-1,AN$15-1,1,1),IF(ISNUMBER(INDEX(Import.PLE,Detalhamento!$E22,Detalhamento!AN$15)),IF(INDEX(Import.PLE,Detalhamento!$E22,Detalhamento!AN$15)<=mediçao,OFFSET(Import.PLQ,$A22-1,AN$15-1,1,1),0),0),IF(ISNUMBER(INDEX(Import.PLE,Detalhamento!$E22,Detalhamento!AN$15)),IF(INDEX(Import.PLE,Detalhamento!$E22,Detalhamento!AN$15)<=mediçao,0,OFFSET(Import.PLQ,$A22-1,AN$15-1,1,1)),OFFSET(Import.PLQ,$A22-1,AN$15-1,1,1))))","v":0},{"$f":"IF(AO$13=\"\",0,CHOOSE(Detalhamento.OpçãoServiços,OFFSET(Import.PLQ,$A22-1,AO$15-1,1,1),IF(ISNUMBER(INDEX(Import.PLE,Detalhamento!$E22,Detalhamento!AO$15)),IF(INDEX(Import.PLE,Detalhamento!$E22,Detalhamento!AO$15)<=mediçao,OFFSET(Import.PLQ,$A22-1,AO$15-1,1,1),0),0),IF(ISNUMBER(INDEX(Import.PLE,Detalhamento!$E22,Detalhamento!AO$15)),IF(INDEX(Import.PLE,Detalhamento!$E22,Detalhamento!AO$15)<=mediçao,0,OFFSET(Import.PLQ,$A22-1,AO$15-1,1,1)),OFFSET(Import.PLQ,$A22-1,AO$15-1,1,1))))","v":0},{"$f":"IF(AP$13=\"\",0,CHOOSE(Detalhamento.OpçãoServiços,OFFSET(Import.PLQ,$A22-1,AP$15-1,1,1),IF(ISNUMBER(INDEX(Import.PLE,Detalhamento!$E22,Detalhamento!AP$15)),IF(INDEX(Import.PLE,Detalhamento!$E22,Detalhamento!AP$15)<=mediçao,OFFSET(Import.PLQ,$A22-1,AP$15-1,1,1),0),0),IF(ISNUMBER(INDEX(Import.PLE,Detalhamento!$E22,Detalhamento!AP$15)),IF(INDEX(Import.PLE,Detalhamento!$E22,Detalhamento!AP$15)<=mediçao,0,OFFSET(Import.PLQ,$A22-1,AP$15-1,1,1)),OFFSET(Import.PLQ,$A22-1,AP$15-1,1,1))))","v":0},{"$f":"IF(AQ$13=\"\",0,CHOOSE(Detalhamento.OpçãoServiços,OFFSET(Import.PLQ,$A22-1,AQ$15-1,1,1),IF(ISNUMBER(INDEX(Import.PLE,Detalhamento!$E22,Detalhamento!AQ$15)),IF(INDEX(Import.PLE,Detalhamento!$E22,Detalhamento!AQ$15)<=mediçao,OFFSET(Import.PLQ,$A22-1,AQ$15-1,1,1),0),0),IF(ISNUMBER(INDEX(Import.PLE,Detalhamento!$E22,Detalhamento!AQ$15)),IF(INDEX(Import.PLE,Detalhamento!$E22,Detalhamento!AQ$15)<=mediçao,0,OFFSET(Import.PLQ,$A22-1,AQ$15-1,1,1)),OFFSET(Import.PLQ,$A22-1,AQ$15-1,1,1))))","v":0},{"$f":"IF(AR$13=\"\",0,CHOOSE(Detalhamento.OpçãoServiços,OFFSET(Import.PLQ,$A22-1,AR$15-1,1,1),IF(ISNUMBER(INDEX(Import.PLE,Detalhamento!$E22,Detalhamento!AR$15)),IF(INDEX(Import.PLE,Detalhamento!$E22,Detalhamento!AR$15)<=mediçao,OFFSET(Import.PLQ,$A22-1,AR$15-1,1,1),0),0),IF(ISNUMBER(INDEX(Import.PLE,Detalhamento!$E22,Detalhamento!AR$15)),IF(INDEX(Import.PLE,Detalhamento!$E22,Detalhamento!AR$15)<=mediçao,0,OFFSET(Import.PLQ,$A22-1,AR$15-1,1,1)),OFFSET(Import.PLQ,$A22-1,AR$15-1,1,1))))","v":0},{"$f":"IF(AS$13=\"\",0,CHOOSE(Detalhamento.OpçãoServiços,OFFSET(Import.PLQ,$A22-1,AS$15-1,1,1),IF(ISNUMBER(INDEX(Import.PLE,Detalhamento!$E22,Detalhamento!AS$15)),IF(INDEX(Import.PLE,Detalhamento!$E22,Detalhamento!AS$15)<=mediçao,OFFSET(Import.PLQ,$A22-1,AS$15-1,1,1),0),0),IF(ISNUMBER(INDEX(Import.PLE,Detalhamento!$E22,Detalhamento!AS$15)),IF(INDEX(Import.PLE,Detalhamento!$E22,Detalhamento!AS$15)<=mediçao,0,OFFSET(Import.PLQ,$A22-1,AS$15-1,1,1)),OFFSET(Import.PLQ,$A22-1,AS$15-1,1,1))))","v":0},{"$f":"IF(AT$13=\"\",0,CHOOSE(Detalhamento.OpçãoServiços,OFFSET(Import.PLQ,$A22-1,AT$15-1,1,1),IF(ISNUMBER(INDEX(Import.PLE,Detalhamento!$E22,Detalhamento!AT$15)),IF(INDEX(Import.PLE,Detalhamento!$E22,Detalhamento!AT$15)<=mediçao,OFFSET(Import.PLQ,$A22-1,AT$15-1,1,1),0),0),IF(ISNUMBER(INDEX(Import.PLE,Detalhamento!$E22,Detalhamento!AT$15)),IF(INDEX(Import.PLE,Detalhamento!$E22,Detalhamento!AT$15)<=mediçao,0,OFFSET(Import.PLQ,$A22-1,AT$15-1,1,1)),OFFSET(Import.PLQ,$A22-1,AT$15-1,1,1))))","v":0},{"$f":"IF(AU$13=\"\",0,CHOOSE(Detalhamento.OpçãoServiços,OFFSET(Import.PLQ,$A22-1,AU$15-1,1,1),IF(ISNUMBER(INDEX(Import.PLE,Detalhamento!$E22,Detalhamento!AU$15)),IF(INDEX(Import.PLE,Detalhamento!$E22,Detalhamento!AU$15)<=mediçao,OFFSET(Import.PLQ,$A22-1,AU$15-1,1,1),0),0),IF(ISNUMBER(INDEX(Import.PLE,Detalhamento!$E22,Detalhamento!AU$15)),IF(INDEX(Import.PLE,Detalhamento!$E22,Detalhamento!AU$15)<=mediçao,0,OFFSET(Import.PLQ,$A22-1,AU$15-1,1,1)),OFFSET(Import.PLQ,$A22-1,AU$15-1,1,1))))","v":0},{"$f":"IF(AV$13=\"\",0,CHOOSE(Detalhamento.OpçãoServiços,OFFSET(Import.PLQ,$A22-1,AV$15-1,1,1),IF(ISNUMBER(INDEX(Import.PLE,Detalhamento!$E22,Detalhamento!AV$15)),IF(INDEX(Import.PLE,Detalhamento!$E22,Detalhamento!AV$15)<=mediçao,OFFSET(Import.PLQ,$A22-1,AV$15-1,1,1),0),0),IF(ISNUMBER(INDEX(Import.PLE,Detalhamento!$E22,Detalhamento!AV$15)),IF(INDEX(Import.PLE,Detalhamento!$E22,Detalhamento!AV$15)<=mediçao,0,OFFSET(Import.PLQ,$A22-1,AV$15-1,1,1)),OFFSET(Import.PLQ,$A22-1,AV$15-1,1,1))))","v":0},{"$f":"IF(AW$13=\"\",0,CHOOSE(Detalhamento.OpçãoServiços,OFFSET(Import.PLQ,$A22-1,AW$15-1,1,1),IF(ISNUMBER(INDEX(Import.PLE,Detalhamento!$E22,Detalhamento!AW$15)),IF(INDEX(Import.PLE,Detalhamento!$E22,Detalhamento!AW$15)<=mediçao,OFFSET(Import.PLQ,$A22-1,AW$15-1,1,1),0),0),IF(ISNUMBER(INDEX(Import.PLE,Detalhamento!$E22,Detalhamento!AW$15)),IF(INDEX(Import.PLE,Detalhamento!$E22,Detalhamento!AW$15)<=mediçao,0,OFFSET(Import.PLQ,$A22-1,AW$15-1,1,1)),OFFSET(Import.PLQ,$A22-1,AW$15-1,1,1))))","v":0},{"$f":"IF(AX$13=\"\",0,CHOOSE(Detalhamento.OpçãoServiços,OFFSET(Import.PLQ,$A22-1,AX$15-1,1,1),IF(ISNUMBER(INDEX(Import.PLE,Detalhamento!$E22,Detalhamento!AX$15)),IF(INDEX(Import.PLE,Detalhamento!$E22,Detalhamento!AX$15)<=mediçao,OFFSET(Import.PLQ,$A22-1,AX$15-1,1,1),0),0),IF(ISNUMBER(INDEX(Import.PLE,Detalhamento!$E22,Detalhamento!AX$15)),IF(INDEX(Import.PLE,Detalhamento!$E22,Detalhamento!AX$15)<=mediçao,0,OFFSET(Import.PLQ,$A22-1,AX$15-1,1,1)),OFFSET(Import.PLQ,$A22-1,AX$15-1,1,1))))","v":0},{"$f":"IF(AY$13=\"\",0,CHOOSE(Detalhamento.OpçãoServiços,OFFSET(Import.PLQ,$A22-1,AY$15-1,1,1),IF(ISNUMBER(INDEX(Import.PLE,Detalhamento!$E22,Detalhamento!AY$15)),IF(INDEX(Import.PLE,Detalhamento!$E22,Detalhamento!AY$15)<=mediçao,OFFSET(Import.PLQ,$A22-1,AY$15-1,1,1),0),0),IF(ISNUMBER(INDEX(Import.PLE,Detalhamento!$E22,Detalhamento!AY$15)),IF(INDEX(Import.PLE,Detalhamento!$E22,Detalhamento!AY$15)<=mediçao,0,OFFSET(Import.PLQ,$A22-1,AY$15-1,1,1)),OFFSET(Import.PLQ,$A22-1,AY$15-1,1,1))))","v":0},{"$f":"IF(AZ$13=\"\",0,CHOOSE(Detalhamento.OpçãoServiços,OFFSET(Import.PLQ,$A22-1,AZ$15-1,1,1),IF(ISNUMBER(INDEX(Import.PLE,Detalhamento!$E22,Detalhamento!AZ$15)),IF(INDEX(Import.PLE,Detalhamento!$E22,Detalhamento!AZ$15)<=mediçao,OFFSET(Import.PLQ,$A22-1,AZ$15-1,1,1),0),0),IF(ISNUMBER(INDEX(Import.PLE,Detalhamento!$E22,Detalhamento!AZ$15)),IF(INDEX(Import.PLE,Detalhamento!$E22,Detalhamento!AZ$15)<=mediçao,0,OFFSET(Import.PLQ,$A22-1,AZ$15-1,1,1)),OFFSET(Import.PLQ,$A22-1,AZ$15-1,1,1))))","v":0},{"$f":"IF(BA$13=\"\",0,CHOOSE(Detalhamento.OpçãoServiços,OFFSET(Import.PLQ,$A22-1,BA$15-1,1,1),IF(ISNUMBER(INDEX(Import.PLE,Detalhamento!$E22,Detalhamento!BA$15)),IF(INDEX(Import.PLE,Detalhamento!$E22,Detalhamento!BA$15)<=mediçao,OFFSET(Import.PLQ,$A22-1,BA$15-1,1,1),0),0),IF(ISNUMBER(INDEX(Import.PLE,Detalhamento!$E22,Detalhamento!BA$15)),IF(INDEX(Import.PLE,Detalhamento!$E22,Detalhamento!BA$15)<=mediçao,0,OFFSET(Import.PLQ,$A22-1,BA$15-1,1,1)),OFFSET(Import.PLQ,$A22-1,BA$15-1,1,1))))","v":0},{"$f":"IF(BB$13=\"\",0,CHOOSE(Detalhamento.OpçãoServiços,OFFSET(Import.PLQ,$A22-1,BB$15-1,1,1),IF(ISNUMBER(INDEX(Import.PLE,Detalhamento!$E22,Detalhamento!BB$15)),IF(INDEX(Import.PLE,Detalhamento!$E22,Detalhamento!BB$15)<=mediçao,OFFSET(Import.PLQ,$A22-1,BB$15-1,1,1),0),0),IF(ISNUMBER(INDEX(Import.PLE,Detalhamento!$E22,Detalhamento!BB$15)),IF(INDEX(Import.PLE,Detalhamento!$E22,Detalhamento!BB$15)<=mediçao,0,OFFSET(Import.PLQ,$A22-1,BB$15-1,1,1)),OFFSET(Import.PLQ,$A22-1,BB$15-1,1,1))))","v":0},{"$f":"IF(BC$13=\"\",0,CHOOSE(Detalhamento.OpçãoServiços,OFFSET(Import.PLQ,$A22-1,BC$15-1,1,1),IF(ISNUMBER(INDEX(Import.PLE,Detalhamento!$E22,Detalhamento!BC$15)),IF(INDEX(Import.PLE,Detalhamento!$E22,Detalhamento!BC$15)<=mediçao,OFFSET(Import.PLQ,$A22-1,BC$15-1,1,1),0),0),IF(ISNUMBER(INDEX(Import.PLE,Detalhamento!$E22,Detalhamento!BC$15)),IF(INDEX(Import.PLE,Detalhamento!$E22,Detalhamento!BC$15)<=mediçao,0,OFFSET(Import.PLQ,$A22-1,BC$15-1,1,1)),OFFSET(Import.PLQ,$A22-1,BC$15-1,1,1))))","v":0},{"$f":"IF(BD$13=\"\",0,CHOOSE(Detalhamento.OpçãoServiços,OFFSET(Import.PLQ,$A22-1,BD$15-1,1,1),IF(ISNUMBER(INDEX(Import.PLE,Detalhamento!$E22,Detalhamento!BD$15)),IF(INDEX(Import.PLE,Detalhamento!$E22,Detalhamento!BD$15)<=mediçao,OFFSET(Import.PLQ,$A22-1,BD$15-1,1,1),0),0),IF(ISNUMBER(INDEX(Import.PLE,Detalhamento!$E22,Detalhamento!BD$15)),IF(INDEX(Import.PLE,Detalhamento!$E22,Detalhamento!BD$15)<=mediçao,0,OFFSET(Import.PLQ,$A22-1,BD$15-1,1,1)),OFFSET(Import.PLQ,$A22-1,BD$15-1,1,1))))","v":0},{"$f":"IF(BE$13=\"\",0,CHOOSE(Detalhamento.OpçãoServiços,OFFSET(Import.PLQ,$A22-1,BE$15-1,1,1),IF(ISNUMBER(INDEX(Import.PLE,Detalhamento!$E22,Detalhamento!BE$15)),IF(INDEX(Import.PLE,Detalhamento!$E22,Detalhamento!BE$15)<=mediçao,OFFSET(Import.PLQ,$A22-1,BE$15-1,1,1),0),0),IF(ISNUMBER(INDEX(Import.PLE,Detalhamento!$E22,Detalhamento!BE$15)),IF(INDEX(Import.PLE,Detalhamento!$E22,Detalhamento!BE$15)<=mediçao,0,OFFSET(Import.PLQ,$A22-1,BE$15-1,1,1)),OFFSET(Import.PLQ,$A22-1,BE$15-1,1,1))))","v":0},{"$f":"IF(BF$13=\"\",0,CHOOSE(Detalhamento.OpçãoServiços,OFFSET(Import.PLQ,$A22-1,BF$15-1,1,1),IF(ISNUMBER(INDEX(Import.PLE,Detalhamento!$E22,Detalhamento!BF$15)),IF(INDEX(Import.PLE,Detalhamento!$E22,Detalhamento!BF$15)<=mediçao,OFFSET(Import.PLQ,$A22-1,BF$15-1,1,1),0),0),IF(ISNUMBER(INDEX(Import.PLE,Detalhamento!$E22,Detalhamento!BF$15)),IF(INDEX(Import.PLE,Detalhamento!$E22,Detalhamento!BF$15)<=mediçao,0,OFFSET(Import.PLQ,$A22-1,BF$15-1,1,1)),OFFSET(Import.PLQ,$A22-1,BF$15-1,1,1))))","v":0},{"$f":"IF(BG$13=\"\",0,CHOOSE(Detalhamento.OpçãoServiços,OFFSET(Import.PLQ,$A22-1,BG$15-1,1,1),IF(ISNUMBER(INDEX(Import.PLE,Detalhamento!$E22,Detalhamento!BG$15)),IF(INDEX(Import.PLE,Detalhamento!$E22,Detalhamento!BG$15)<=mediçao,OFFSET(Import.PLQ,$A22-1,BG$15-1,1,1),0),0),IF(ISNUMBER(INDEX(Import.PLE,Detalhamento!$E22,Detalhamento!BG$15)),IF(INDEX(Import.PLE,Detalhamento!$E22,Detalhamento!BG$15)<=mediçao,0,OFFSET(Import.PLQ,$A22-1,BG$15-1,1,1)),OFFSET(Import.PLQ,$A22-1,BG$15-1,1,1))))","v":0},{"$f":"IF(BH$13=\"\",0,CHOOSE(Detalhamento.OpçãoServiços,OFFSET(Import.PLQ,$A22-1,BH$15-1,1,1),IF(ISNUMBER(INDEX(Import.PLE,Detalhamento!$E22,Detalhamento!BH$15)),IF(INDEX(Import.PLE,Detalhamento!$E22,Detalhamento!BH$15)<=mediçao,OFFSET(Import.PLQ,$A22-1,BH$15-1,1,1),0),0),IF(ISNUMBER(INDEX(Import.PLE,Detalhamento!$E22,Detalhamento!BH$15)),IF(INDEX(Import.PLE,Detalhamento!$E22,Detalhamento!BH$15)<=mediçao,0,OFFSET(Import.PLQ,$A22-1,BH$15-1,1,1)),OFFSET(Import.PLQ,$A22-1,BH$15-1,1,1))))","v":0},{"$f":"IF(BI$13=\"\",0,CHOOSE(Detalhamento.OpçãoServiços,OFFSET(Import.PLQ,$A22-1,BI$15-1,1,1),IF(ISNUMBER(INDEX(Import.PLE,Detalhamento!$E22,Detalhamento!BI$15)),IF(INDEX(Import.PLE,Detalhamento!$E22,Detalhamento!BI$15)<=mediçao,OFFSET(Import.PLQ,$A22-1,BI$15-1,1,1),0),0),IF(ISNUMBER(INDEX(Import.PLE,Detalhamento!$E22,Detalhamento!BI$15)),IF(INDEX(Import.PLE,Detalhamento!$E22,Detalhamento!BI$15)<=mediçao,0,OFFSET(Import.PLQ,$A22-1,BI$15-1,1,1)),OFFSET(Import.PLQ,$A22-1,BI$15-1,1,1))))","v":0}]
[5,"Serviço",null,null,1,10005,"1.1.3.","LOCACAO CONVENCIONAL DE OBRA","M2",1032.48,null,{"$f":"IF(L$13=\"\",0,CHOOSE(Detalhamento.OpçãoServiços,OFFSET(Import.PLQ,$A23-1,L$15-1,1,1),IF(ISNUMBER(INDEX(Import.PLE,Detalhamento!$E23,Detalhamento!L$15)),IF(INDEX(Import.PLE,Detalhamento!$E23,Detalhamento!L$15)<=mediçao,OFFSET(Import.PLQ,$A23-1,L$15-1,1,1),0),0),IF(ISNUMBER(INDEX(Import.PLE,Detalhamento!$E23,Detalhamento!L$15)),IF(INDEX(Import.PLE,Detalhamento!$E23,Detalhamento!L$15)<=mediçao,0,OFFSET(Import.PLQ,$A23-1,L$15-1,1,1)),OFFSET(Import.PLQ,$A23-1,L$15-1,1,1))))","v":1032.48},{"$f":"IF(M$13=\"\",0,CHOOSE(Detalhamento.OpçãoServiços,OFFSET(Import.PLQ,$A23-1,M$15-1,1,1),IF(ISNUMBER(INDEX(Import.PLE,Detalhamento!$E23,Detalhamento!M$15)),IF(INDEX(Import.PLE,Detalhamento!$E23,Detalhamento!M$15)<=mediçao,OFFSET(Import.PLQ,$A23-1,M$15-1,1,1),0),0),IF(ISNUMBER(INDEX(Import.PLE,Detalhamento!$E23,Detalhamento!M$15)),IF(INDEX(Import.PLE,Detalhamento!$E23,Detalhamento!M$15)<=mediçao,0,OFFSET(Import.PLQ,$A23-1,M$15-1,1,1)),OFFSET(Import.PLQ,$A23-1,M$15-1,1,1))))","v":0},{"$f":"IF(N$13=\"\",0,CHOOSE(Detalhamento.OpçãoServiços,OFFSET(Import.PLQ,$A23-1,N$15-1,1,1),IF(ISNUMBER(INDEX(Import.PLE,Detalhamento!$E23,Detalhamento!N$15)),IF(INDEX(Import.PLE,Detalhamento!$E23,Detalhamento!N$15)<=mediçao,OFFSET(Import.PLQ,$A23-1,N$15-1,1,1),0),0),IF(ISNUMBER(INDEX(Import.PLE,Detalhamento!$E23,Detalhamento!N$15)),IF(INDEX(Import.PLE,Detalhamento!$E23,Detalhamento!N$15)<=mediçao,0,OFFSET(Import.PLQ,$A23-1,N$15-1,1,1)),OFFSET(Import.PLQ,$A23-1,N$15-1,1,1))))","v":0},{"$f":"IF(O$13=\"\",0,CHOOSE(Detalhamento.OpçãoServiços,OFFSET(Import.PLQ,$A23-1,O$15-1,1,1),IF(ISNUMBER(INDEX(Import.PLE,Detalhamento!$E23,Detalhamento!O$15)),IF(INDEX(Import.PLE,Detalhamento!$E23,Detalhamento!O$15)<=mediçao,OFFSET(Import.PLQ,$A23-1,O$15-1,1,1),0),0),IF(ISNUMBER(INDEX(Import.PLE,Detalhamento!$E23,Detalhamento!O$15)),IF(INDEX(Import.PLE,Detalhamento!$E23,Detalhamento!O$15)<=mediçao,0,OFFSET(Import.PLQ,$A23-1,O$15-1,1,1)),OFFSET(Import.PLQ,$A23-1,O$15-1,1,1))))","v":0},{"$f":"IF(P$13=\"\",0,CHOOSE(Detalhamento.OpçãoServiços,OFFSET(Import.PLQ,$A23-1,P$15-1,1,1),IF(ISNUMBER(INDEX(Import.PLE,Detalhamento!$E23,Detalhamento!P$15)),IF(INDEX(Import.PLE,Detalhamento!$E23,Detalhamento!P$15)<=mediçao,OFFSET(Import.PLQ,$A23-1,P$15-1,1,1),0),0),IF(ISNUMBER(INDEX(Import.PLE,Detalhamento!$E23,Detalhamento!P$15)),IF(INDEX(Import.PLE,Detalhamento!$E23,Detalhamento!P$15)<=mediçao,0,OFFSET(Import.PLQ,$A23-1,P$15-1,1,1)),OFFSET(Import.PLQ,$A23-1,P$15-1,1,1))))","v":0},{"$f":"IF(Q$13=\"\",0,CHOOSE(Detalhamento.OpçãoServiços,OFFSET(Import.PLQ,$A23-1,Q$15-1,1,1),IF(ISNUMBER(INDEX(Import.PLE,Detalhamento!$E23,Detalhamento!Q$15)),IF(INDEX(Import.PLE,Detalhamento!$E23,Detalhamento!Q$15)<=mediçao,OFFSET(Import.PLQ,$A23-1,Q$15-1,1,1),0),0),IF(ISNUMBER(INDEX(Import.PLE,Detalhamento!$E23,Detalhamento!Q$15)),IF(INDEX(Import.PLE,Detalhamento!$E23,Detalhamento!Q$15)<=mediçao,0,OFFSET(Import.PLQ,$A23-1,Q$15-1,1,1)),OFFSET(Import.PLQ,$A23-1,Q$15-1,1,1))))","v":0},{"$f":"IF(R$13=\"\",0,CHOOSE(Detalhamento.OpçãoServiços,OFFSET(Import.PLQ,$A23-1,R$15-1,1,1),IF(ISNUMBER(INDEX(Import.PLE,Detalhamento!$E23,Detalhamento!R$15)),IF(INDEX(Import.PLE,Detalhamento!$E23,Detalhamento!R$15)<=mediçao,OFFSET(Import.PLQ,$A23-1,R$15-1,1,1),0),0),IF(ISNUMBER(INDEX(Import.PLE,Detalhamento!$E23,Detalhamento!R$15)),IF(INDEX(Import.PLE,Detalhamento!$E23,Detalhamento!R$15)<=mediçao,0,OFFSET(Import.PLQ,$A23-1,R$15-1,1,1)),OFFSET(Import.PLQ,$A23-1,R$15-1,1,1))))","v":0},{"$f":"IF(S$13=\"\",0,CHOOSE(Detalhamento.OpçãoServiços,OFFSET(Import.PLQ,$A23-1,S$15-1,1,1),IF(ISNUMBER(INDEX(Import.PLE,Detalhamento!$E23,Detalhamento!S$15)),IF(INDEX(Import.PLE,Detalhamento!$E23,Detalhamento!S$15)<=mediçao,OFFSET(Import.PLQ,$A23-1,S$15-1,1,1),0),0),IF(ISNUMBER(INDEX(Import.PLE,Detalhamento!$E23,Detalhamento!S$15)),IF(INDEX(Import.PLE,Detalhamento!$E23,Detalhamento!S$15)<=mediçao,0,OFFSET(Import.PLQ,$A23-1,S$15-1,1,1)),OFFSET(Import.PLQ,$A23-1,S$15-1,1,1))))","v":0},{"$f":"IF(T$13=\"\",0,CHOOSE(Detalhamento.OpçãoServiços,OFFSET(Import.PLQ,$A23-1,T$15-1,1,1),IF(ISNUMBER(INDEX(Import.PLE,Detalhamento!$E23,Detalhamento!T$15)),IF(INDEX(Import.PLE,Detalhamento!$E23,Detalhamento!T$15)<=mediçao,OFFSET(Import.PLQ,$A23-1,T$15-1,1,1),0),0),IF(ISNUMBER(INDEX(Import.PLE,Detalhamento!$E23,Detalhamento!T$15)),IF(INDEX(Import.PLE,Detalhamento!$E23,Detalhamento!T$15)<=mediçao,0,OFFSET(Import.PLQ,$A23-1,T$15-1,1,1)),OFFSET(Import.PLQ,$A23-1,T$15-1,1,1))))","v":0},{"$f":"IF(U$13=\"\",0,CHOOSE(Detalhamento.OpçãoServiços,OFFSET(Import.PLQ,$A23-1,U$15-1,1,1),IF(ISNUMBER(INDEX(Import.PLE,Detalhamento!$E23,Detalhamento!U$15)),IF(INDEX(Import.PLE,Detalhamento!$E23,Detalhamento!U$15)<=mediçao,OFFSET(Import.PLQ,$A23-1,U$15-1,1,1),0),0),IF(ISNUMBER(INDEX(Import.PLE,Detalhamento!$E23,Detalhamento!U$15)),IF(INDEX(Import.PLE,Detalhamento!$E23,Detalhamento!U$15)<=mediçao,0,OFFSET(Import.PLQ,$A23-1,U$15-1,1,1)),OFFSET(Import.PLQ,$A23-1,U$15-1,1,1))))","v":0},{"$f":"IF(V$13=\"\",0,CHOOSE(Detalhamento.OpçãoServiços,OFFSET(Import.PLQ,$A23-1,V$15-1,1,1),IF(ISNUMBER(INDEX(Import.PLE,Detalhamento!$E23,Detalhamento!V$15)),IF(INDEX(Import.PLE,Detalhamento!$E23,Detalhamento!V$15)<=mediçao,OFFSET(Import.PLQ,$A23-1,V$15-1,1,1),0),0),IF(ISNUMBER(INDEX(Import.PLE,Detalhamento!$E23,Detalhamento!V$15)),IF(INDEX(Import.PLE,Detalhamento!$E23,Detalhamento!V$15)<=mediçao,0,OFFSET(Import.PLQ,$A23-1,V$15-1,1,1)),OFFSET(Import.PLQ,$A23-1,V$15-1,1,1))))","v":0},{"$f":"IF(W$13=\"\",0,CHOOSE(Detalhamento.OpçãoServiços,OFFSET(Import.PLQ,$A23-1,W$15-1,1,1),IF(ISNUMBER(INDEX(Import.PLE,Detalhamento!$E23,Detalhamento!W$15)),IF(INDEX(Import.PLE,Detalhamento!$E23,Detalhamento!W$15)<=mediçao,OFFSET(Import.PLQ,$A23-1,W$15-1,1,1),0),0),IF(ISNUMBER(INDEX(Import.PLE,Detalhamento!$E23,Detalhamento!W$15)),IF(INDEX(Import.PLE,Detalhamento!$E23,Detalhamento!W$15)<=mediçao,0,OFFSET(Import.PLQ,$A23-1,W$15-1,1,1)),OFFSET(Import.PLQ,$A23-1,W$15-1,1,1))))","v":0},{"$f":"IF(X$13=\"\",0,CHOOSE(Detalhamento.OpçãoServiços,OFFSET(Import.PLQ,$A23-1,X$15-1,1,1),IF(ISNUMBER(INDEX(Import.PLE,Detalhamento!$E23,Detalhamento!X$15)),IF(INDEX(Import.PLE,Detalhamento!$E23,Detalhamento!X$15)<=mediçao,OFFSET(Import.PLQ,$A23-1,X$15-1,1,1),0),0),IF(ISNUMBER(INDEX(Import.PLE,Detalhamento!$E23,Detalhamento!X$15)),IF(INDEX(Import.PLE,Detalhamento!$E23,Detalhamento!X$15)<=mediçao,0,OFFSET(Import.PLQ,$A23-1,X$15-1,1,1)),OFFSET(Import.PLQ,$A23-1,X$15-1,1,1))))","v":0},{"$f":"IF(Y$13=\"\",0,CHOOSE(Detalhamento.OpçãoServiços,OFFSET(Import.PLQ,$A23-1,Y$15-1,1,1),IF(ISNUMBER(INDEX(Import.PLE,Detalhamento!$E23,Detalhamento!Y$15)),IF(INDEX(Import.PLE,Detalhamento!$E23,Detalhamento!Y$15)<=mediçao,OFFSET(Import.PLQ,$A23-1,Y$15-1,1,1),0),0),IF(ISNUMBER(INDEX(Import.PLE,Detalhamento!$E23,Detalhamento!Y$15)),IF(INDEX(Import.PLE,Detalhamento!$E23,Detalhamento!Y$15)<=mediçao,0,OFFSET(Import.PLQ,$A23-1,Y$15-1,1,1)),OFFSET(Import.PLQ,$A23-1,Y$15-1,1,1))))","v":0},{"$f":"IF(Z$13=\"\",0,CHOOSE(Detalhamento.OpçãoServiços,OFFSET(Import.PLQ,$A23-1,Z$15-1,1,1),IF(ISNUMBER(INDEX(Import.PLE,Detalhamento!$E23,Detalhamento!Z$15)),IF(INDEX(Import.PLE,Detalhamento!$E23,Detalhamento!Z$15)<=mediçao,OFFSET(Import.PLQ,$A23-1,Z$15-1,1,1),0),0),IF(ISNUMBER(INDEX(Import.PLE,Detalhamento!$E23,Detalhamento!Z$15)),IF(INDEX(Import.PLE,Detalhamento!$E23,Detalhamento!Z$15)<=mediçao,0,OFFSET(Import.PLQ,$A23-1,Z$15-1,1,1)),OFFSET(Import.PLQ,$A23-1,Z$15-1,1,1))))","v":0},{"$f":"IF(AA$13=\"\",0,CHOOSE(Detalhamento.OpçãoServiços,OFFSET(Import.PLQ,$A23-1,AA$15-1,1,1),IF(ISNUMBER(INDEX(Import.PLE,Detalhamento!$E23,Detalhamento!AA$15)),IF(INDEX(Import.PLE,Detalhamento!$E23,Detalhamento!AA$15)<=mediçao,OFFSET(Import.PLQ,$A23-1,AA$15-1,1,1),0),0),IF(ISNUMBER(INDEX(Import.PLE,Detalhamento!$E23,Detalhamento!AA$15)),IF(INDEX(Import.PLE,Detalhamento!$E23,Detalhamento!AA$15)<=mediçao,0,OFFSET(Import.PLQ,$A23-1,AA$15-1,1,1)),OFFSET(Import.PLQ,$A23-1,AA$15-1,1,1))))","v":0},{"$f":"IF(AB$13=\"\",0,CHOOSE(Detalhamento.OpçãoServiços,OFFSET(Import.PLQ,$A23-1,AB$15-1,1,1),IF(ISNUMBER(INDEX(Import.PLE,Detalhamento!$E23,Detalhamento!AB$15)),IF(INDEX(Import.PLE,Detalhamento!$E23,Detalhamento!AB$15)<=mediçao,OFFSET(Import.PLQ,$A23-1,AB$15-1,1,1),0),0),IF(ISNUMBER(INDEX(Import.PLE,Detalhamento!$E23,Detalhamento!AB$15)),IF(INDEX(Import.PLE,Detalhamento!$E23,Detalhamento!AB$15)<=mediçao,0,OFFSET(Import.PLQ,$A23-1,AB$15-1,1,1)),OFFSET(Import.PLQ,$A23-1,AB$15-1,1,1))))","v":0},{"$f":"IF(AC$13=\"\",0,CHOOSE(Detalhamento.OpçãoServiços,OFFSET(Import.PLQ,$A23-1,AC$15-1,1,1),IF(ISNUMBER(INDEX(Import.PLE,Detalhamento!$E23,Detalhamento!AC$15)),IF(INDEX(Import.PLE,Detalhamento!$E23,Detalhamento!AC$15)<=mediçao,OFFSET(Import.PLQ,$A23-1,AC$15-1,1,1),0),0),IF(ISNUMBER(INDEX(Import.PLE,Detalhamento!$E23,Detalhamento!AC$15)),IF(INDEX(Import.PLE,Detalhamento!$E23,Detalhamento!AC$15)<=mediçao,0,OFFSET(Import.PLQ,$A23-1,AC$15-1,1,1)),OFFSET(Import.PLQ,$A23-1,AC$15-1,1,1))))","v":0},{"$f":"IF(AD$13=\"\",0,CHOOSE(Detalhamento.OpçãoServiços,OFFSET(Import.PLQ,$A23-1,AD$15-1,1,1),IF(ISNUMBER(INDEX(Import.PLE,Detalhamento!$E23,Detalhamento!AD$15)),IF(INDEX(Import.PLE,Detalhamento!$E23,Detalhamento!AD$15)<=mediçao,OFFSET(Import.PLQ,$A23-1,AD$15-1,1,1),0),0),IF(ISNUMBER(INDEX(Import.PLE,Detalhamento!$E23,Detalhamento!AD$15)),IF(INDEX(Import.PLE,Detalhamento!$E23,Detalhamento!AD$15)<=mediçao,0,OFFSET(Import.PLQ,$A23-1,AD$15-1,1,1)),OFFSET(Import.PLQ,$A23-1,AD$15-1,1,1))))","v":0},{"$f":"IF(AE$13=\"\",0,CHOOSE(Detalhamento.OpçãoServiços,OFFSET(Import.PLQ,$A23-1,AE$15-1,1,1),IF(ISNUMBER(INDEX(Import.PLE,Detalhamento!$E23,Detalhamento!AE$15)),IF(INDEX(Import.PLE,Detalhamento!$E23,Detalhamento!AE$15)<=mediçao,OFFSET(Import.PLQ,$A23-1,AE$15-1,1,1),0),0),IF(ISNUMBER(INDEX(Import.PLE,Detalhamento!$E23,Detalhamento!AE$15)),IF(INDEX(Import.PLE,Detalhamento!$E23,Detalhamento!AE$15)<=mediçao,0,OFFSET(Import.PLQ,$A23-1,AE$15-1,1,1)),OFFSET(Import.PLQ,$A23-1,AE$15-1,1,1))))","v":0},{"$f":"IF(AF$13=\"\",0,CHOOSE(Detalhamento.OpçãoServiços,OFFSET(Import.PLQ,$A23-1,AF$15-1,1,1),IF(ISNUMBER(INDEX(Import.PLE,Detalhamento!$E23,Detalhamento!AF$15)),IF(INDEX(Import.PLE,Detalhamento!$E23,Detalhamento!AF$15)<=mediçao,OFFSET(Import.PLQ,$A23-1,AF$15-1,1,1),0),0),IF(ISNUMBER(INDEX(Import.PLE,Detalhamento!$E23,Detalhamento!AF$15)),IF(INDEX(Import.PLE,Detalhamento!$E23,Detalhamento!AF$15)<=mediçao,0,OFFSET(Import.PLQ,$A23-1,AF$15-1,1,1)),OFFSET(Import.PLQ,$A23-1,AF$15-1,1,1))))","v":0},{"$f":"IF(AG$13=\"\",0,CHOOSE(Detalhamento.OpçãoServiços,OFFSET(Import.PLQ,$A23-1,AG$15-1,1,1),IF(ISNUMBER(INDEX(Import.PLE,Detalhamento!$E23,Detalhamento!AG$15)),IF(INDEX(Import.PLE,Detalhamento!$E23,Detalhamento!AG$15)<=mediçao,OFFSET(Import.PLQ,$A23-1,AG$15-1,1,1),0),0),IF(ISNUMBER(INDEX(Import.PLE,Detalhamento!$E23,Detalhamento!AG$15)),IF(INDEX(Import.PLE,Detalhamento!$E23,Detalhamento!AG$15)<=mediçao,0,OFFSET(Import.PLQ,$A23-1,AG$15-1,1,1)),OFFSET(Import.PLQ,$A23-1,AG$15-1,1,1))))","v":0},{"$f":"IF(AH$13=\"\",0,CHOOSE(Detalhamento.OpçãoServiços,OFFSET(Import.PLQ,$A23-1,AH$15-1,1,1),IF(ISNUMBER(INDEX(Import.PLE,Detalhamento!$E23,Detalhamento!AH$15)),IF(INDEX(Import.PLE,Detalhamento!$E23,Detalhamento!AH$15)<=mediçao,OFFSET(Import.PLQ,$A23-1,AH$15-1,1,1),0),0),IF(ISNUMBER(INDEX(Import.PLE,Detalhamento!$E23,Detalhamento!AH$15)),IF(INDEX(Import.PLE,Detalhamento!$E23,Detalhamento!AH$15)<=mediçao,0,OFFSET(Import.PLQ,$A23-1,AH$15-1,1,1)),OFFSET(Import.PLQ,$A23-1,AH$15-1,1,1))))","v":0},{"$f":"IF(AI$13=\"\",0,CHOOSE(Detalhamento.OpçãoServiços,OFFSET(Import.PLQ,$A23-1,AI$15-1,1,1),IF(ISNUMBER(INDEX(Import.PLE,Detalhamento!$E23,Detalhamento!AI$15)),IF(INDEX(Import.PLE,Detalhamento!$E23,Detalhamento!AI$15)<=mediçao,OFFSET(Import.PLQ,$A23-1,AI$15-1,1,1),0),0),IF(ISNUMBER(INDEX(Import.PLE,Detalhamento!$E23,Detalhamento!AI$15)),IF(INDEX(Import.PLE,Detalhamento!$E23,Detalhamento!AI$15)<=mediçao,0,OFFSET(Import.PLQ,$A23-1,AI$15-1,1,1)),OFFSET(Import.PLQ,$A23-1,AI$15-1,1,1))))","v":0},{"$f":"IF(AJ$13=\"\",0,CHOOSE(Detalhamento.OpçãoServiços,OFFSET(Import.PLQ,$A23-1,AJ$15-1,1,1),IF(ISNUMBER(INDEX(Import.PLE,Detalhamento!$E23,Detalhamento!AJ$15)),IF(INDEX(Import.PLE,Detalhamento!$E23,Detalhamento!AJ$15)<=mediçao,OFFSET(Import.PLQ,$A23-1,AJ$15-1,1,1),0),0),IF(ISNUMBER(INDEX(Import.PLE,Detalhamento!$E23,Detalhamento!AJ$15)),IF(INDEX(Import.PLE,Detalhamento!$E23,Detalhamento!AJ$15)<=mediçao,0,OFFSET(Import.PLQ,$A23-1,AJ$15-1,1,1)),OFFSET(Import.PLQ,$A23-1,AJ$15-1,1,1))))","v":0},{"$f":"IF(AK$13=\"\",0,CHOOSE(Detalhamento.OpçãoServiços,OFFSET(Import.PLQ,$A23-1,AK$15-1,1,1),IF(ISNUMBER(INDEX(Import.PLE,Detalhamento!$E23,Detalhamento!AK$15)),IF(INDEX(Import.PLE,Detalhamento!$E23,Detalhamento!AK$15)<=mediçao,OFFSET(Import.PLQ,$A23-1,AK$15-1,1,1),0),0),IF(ISNUMBER(INDEX(Import.PLE,Detalhamento!$E23,Detalhamento!AK$15)),IF(INDEX(Import.PLE,Detalhamento!$E23,Detalhamento!AK$15)<=mediçao,0,OFFSET(Import.PLQ,$A23-1,AK$15-1,1,1)),OFFSET(Import.PLQ,$A23-1,AK$15-1,1,1))))","v":0},{"$f":"IF(AL$13=\"\",0,CHOOSE(Detalhamento.OpçãoServiços,OFFSET(Import.PLQ,$A23-1,AL$15-1,1,1),IF(ISNUMBER(INDEX(Import.PLE,Detalhamento!$E23,Detalhamento!AL$15)),IF(INDEX(Import.PLE,Detalhamento!$E23,Detalhamento!AL$15)<=mediçao,OFFSET(Import.PLQ,$A23-1,AL$15-1,1,1),0),0),IF(ISNUMBER(INDEX(Import.PLE,Detalhamento!$E23,Detalhamento!AL$15)),IF(INDEX(Import.PLE,Detalhamento!$E23,Detalhamento!AL$15)<=mediçao,0,OFFSET(Import.PLQ,$A23-1,AL$15-1,1,1)),OFFSET(Import.PLQ,$A23-1,AL$15-1,1,1))))","v":0},{"$f":"IF(AM$13=\"\",0,CHOOSE(Detalhamento.OpçãoServiços,OFFSET(Import.PLQ,$A23-1,AM$15-1,1,1),IF(ISNUMBER(INDEX(Import.PLE,Detalhamento!$E23,Detalhamento!AM$15)),IF(INDEX(Import.PLE,Detalhamento!$E23,Detalhamento!AM$15)<=mediçao,OFFSET(Import.PLQ,$A23-1,AM$15-1,1,1),0),0),IF(ISNUMBER(INDEX(Import.PLE,Detalhamento!$E23,Detalhamento!AM$15)),IF(INDEX(Import.PLE,Detalhamento!$E23,Detalhamento!AM$15)<=mediçao,0,OFFSET(Import.PLQ,$A23-1,AM$15-1,1,1)),OFFSET(Import.PLQ,$A23-1,AM$15-1,1,1))))","v":0},{"$f":"IF(AN$13=\"\",0,CHOOSE(Detalhamento.OpçãoServiços,OFFSET(Import.PLQ,$A23-1,AN$15-1,1,1),IF(ISNUMBER(INDEX(Import.PLE,Detalhamento!$E23,Detalhamento!AN$15)),IF(INDEX(Import.PLE,Detalhamento!$E23,Detalhamento!AN$15)<=mediçao,OFFSET(Import.PLQ,$A23-1,AN$15-1,1,1),0),0),IF(ISNUMBER(INDEX(Import.PLE,Detalhamento!$E23,Detalhamento!AN$15)),IF(INDEX(Import.PLE,Detalhamento!$E23,Detalhamento!AN$15)<=mediçao,0,OFFSET(Import.PLQ,$A23-1,AN$15-1,1,1)),OFFSET(Import.PLQ,$A23-1,AN$15-1,1,1))))","v":0},{"$f":"IF(AO$13=\"\",0,CHOOSE(Detalhamento.OpçãoServiços,OFFSET(Import.PLQ,$A23-1,AO$15-1,1,1),IF(ISNUMBER(INDEX(Import.PLE,Detalhamento!$E23,Detalhamento!AO$15)),IF(INDEX(Import.PLE,Detalhamento!$E23,Detalhamento!AO$15)<=mediçao,OFFSET(Import.PLQ,$A23-1,AO$15-1,1,1),0),0),IF(ISNUMBER(INDEX(Import.PLE,Detalhamento!$E23,Detalhamento!AO$15)),IF(INDEX(Import.PLE,Detalhamento!$E23,Detalhamento!AO$15)<=mediçao,0,OFFSET(Import.PLQ,$A23-1,AO$15-1,1,1)),OFFSET(Import.PLQ,$A23-1,AO$15-1,1,1))))","v":0},{"$f":"IF(AP$13=\"\",0,CHOOSE(Detalhamento.OpçãoServiços,OFFSET(Import.PLQ,$A23-1,AP$15-1,1,1),IF(ISNUMBER(INDEX(Import.PLE,Detalhamento!$E23,Detalhamento!AP$15)),IF(INDEX(Import.PLE,Detalhamento!$E23,Detalhamento!AP$15)<=mediçao,OFFSET(Import.PLQ,$A23-1,AP$15-1,1,1),0),0),IF(ISNUMBER(INDEX(Import.PLE,Detalhamento!$E23,Detalhamento!AP$15)),IF(INDEX(Import.PLE,Detalhamento!$E23,Detalhamento!AP$15)<=mediçao,0,OFFSET(Import.PLQ,$A23-1,AP$15-1,1,1)),OFFSET(Import.PLQ,$A23-1,AP$15-1,1,1))))","v":0},{"$f":"IF(AQ$13=\"\",0,CHOOSE(Detalhamento.OpçãoServiços,OFFSET(Import.PLQ,$A23-1,AQ$15-1,1,1),IF(ISNUMBER(INDEX(Import.PLE,Detalhamento!$E23,Detalhamento!AQ$15)),IF(INDEX(Import.PLE,Detalhamento!$E23,Detalhamento!AQ$15)<=mediçao,OFFSET(Import.PLQ,$A23-1,AQ$15-1,1,1),0),0),IF(ISNUMBER(INDEX(Import.PLE,Detalhamento!$E23,Detalhamento!AQ$15)),IF(INDEX(Import.PLE,Detalhamento!$E23,Detalhamento!AQ$15)<=mediçao,0,OFFSET(Import.PLQ,$A23-1,AQ$15-1,1,1)),OFFSET(Import.PLQ,$A23-1,AQ$15-1,1,1))))","v":0},{"$f":"IF(AR$13=\"\",0,CHOOSE(Detalhamento.OpçãoServiços,OFFSET(Import.PLQ,$A23-1,AR$15-1,1,1),IF(ISNUMBER(INDEX(Import.PLE,Detalhamento!$E23,Detalhamento!AR$15)),IF(INDEX(Import.PLE,Detalhamento!$E23,Detalhamento!AR$15)<=mediçao,OFFSET(Import.PLQ,$A23-1,AR$15-1,1,1),0),0),IF(ISNUMBER(INDEX(Import.PLE,Detalhamento!$E23,Detalhamento!AR$15)),IF(INDEX(Import.PLE,Detalhamento!$E23,Detalhamento!AR$15)<=mediçao,0,OFFSET(Import.PLQ,$A23-1,AR$15-1,1,1)),OFFSET(Import.PLQ,$A23-1,AR$15-1,1,1))))","v":0},{"$f":"IF(AS$13=\"\",0,CHOOSE(Detalhamento.OpçãoServiços,OFFSET(Import.PLQ,$A23-1,AS$15-1,1,1),IF(ISNUMBER(INDEX(Import.PLE,Detalhamento!$E23,Detalhamento!AS$15)),IF(INDEX(Import.PLE,Detalhamento!$E23,Detalhamento!AS$15)<=mediçao,OFFSET(Import.PLQ,$A23-1,AS$15-1,1,1),0),0),IF(ISNUMBER(INDEX(Import.PLE,Detalhamento!$E23,Detalhamento!AS$15)),IF(INDEX(Import.PLE,Detalhamento!$E23,Detalhamento!AS$15)<=mediçao,0,OFFSET(Import.PLQ,$A23-1,AS$15-1,1,1)),OFFSET(Import.PLQ,$A23-1,AS$15-1,1,1))))","v":0},{"$f":"IF(AT$13=\"\",0,CHOOSE(Detalhamento.OpçãoServiços,OFFSET(Import.PLQ,$A23-1,AT$15-1,1,1),IF(ISNUMBER(INDEX(Import.PLE,Detalhamento!$E23,Detalhamento!AT$15)),IF(INDEX(Import.PLE,Detalhamento!$E23,Detalhamento!AT$15)<=mediçao,OFFSET(Import.PLQ,$A23-1,AT$15-1,1,1),0),0),IF(ISNUMBER(INDEX(Import.PLE,Detalhamento!$E23,Detalhamento!AT$15)),IF(INDEX(Import.PLE,Detalhamento!$E23,Detalhamento!AT$15)<=mediçao,0,OFFSET(Import.PLQ,$A23-1,AT$15-1,1,1)),OFFSET(Import.PLQ,$A23-1,AT$15-1,1,1))))","v":0},{"$f":"IF(AU$13=\"\",0,CHOOSE(Detalhamento.OpçãoServiços,OFFSET(Import.PLQ,$A23-1,AU$15-1,1,1),IF(ISNUMBER(INDEX(Import.PLE,Detalhamento!$E23,Detalhamento!AU$15)),IF(INDEX(Import.PLE,Detalhamento!$E23,Detalhamento!AU$15)<=mediçao,OFFSET(Import.PLQ,$A23-1,AU$15-1,1,1),0),0),IF(ISNUMBER(INDEX(Import.PLE,Detalhamento!$E23,Detalhamento!AU$15)),IF(INDEX(Import.PLE,Detalhamento!$E23,Detalhamento!AU$15)<=mediçao,0,OFFSET(Import.PLQ,$A23-1,AU$15-1,1,1)),OFFSET(Import.PLQ,$A23-1,AU$15-1,1,1))))","v":0},{"$f":"IF(AV$13=\"\",0,CHOOSE(Detalhamento.OpçãoServiços,OFFSET(Import.PLQ,$A23-1,AV$15-1,1,1),IF(ISNUMBER(INDEX(Import.PLE,Detalhamento!$E23,Detalhamento!AV$15)),IF(INDEX(Import.PLE,Detalhamento!$E23,Detalhamento!AV$15)<=mediçao,OFFSET(Import.PLQ,$A23-1,AV$15-1,1,1),0),0),IF(ISNUMBER(INDEX(Import.PLE,Detalhamento!$E23,Detalhamento!AV$15)),IF(INDEX(Import.PLE,Detalhamento!$E23,Detalhamento!AV$15)<=mediçao,0,OFFSET(Import.PLQ,$A23-1,AV$15-1,1,1)),OFFSET(Import.PLQ,$A23-1,AV$15-1,1,1))))","v":0},{"$f":"IF(AW$13=\"\",0,CHOOSE(Detalhamento.OpçãoServiços,OFFSET(Import.PLQ,$A23-1,AW$15-1,1,1),IF(ISNUMBER(INDEX(Import.PLE,Detalhamento!$E23,Detalhamento!AW$15)),IF(INDEX(Import.PLE,Detalhamento!$E23,Detalhamento!AW$15)<=mediçao,OFFSET(Import.PLQ,$A23-1,AW$15-1,1,1),0),0),IF(ISNUMBER(INDEX(Import.PLE,Detalhamento!$E23,Detalhamento!AW$15)),IF(INDEX(Import.PLE,Detalhamento!$E23,Detalhamento!AW$15)<=mediçao,0,OFFSET(Import.PLQ,$A23-1,AW$15-1,1,1)),OFFSET(Import.PLQ,$A23-1,AW$15-1,1,1))))","v":0},{"$f":"IF(AX$13=\"\",0,CHOOSE(Detalhamento.OpçãoServiços,OFFSET(Import.PLQ,$A23-1,AX$15-1,1,1),IF(ISNUMBER(INDEX(Import.PLE,Detalhamento!$E23,Detalhamento!AX$15)),IF(INDEX(Import.PLE,Detalhamento!$E23,Detalhamento!AX$15)<=mediçao,OFFSET(Import.PLQ,$A23-1,AX$15-1,1,1),0),0),IF(ISNUMBER(INDEX(Import.PLE,Detalhamento!$E23,Detalhamento!AX$15)),IF(INDEX(Import.PLE,Detalhamento!$E23,Detalhamento!AX$15)<=mediçao,0,OFFSET(Import.PLQ,$A23-1,AX$15-1,1,1)),OFFSET(Import.PLQ,$A23-1,AX$15-1,1,1))))","v":0},{"$f":"IF(AY$13=\"\",0,CHOOSE(Detalhamento.OpçãoServiços,OFFSET(Import.PLQ,$A23-1,AY$15-1,1,1),IF(ISNUMBER(INDEX(Import.PLE,Detalhamento!$E23,Detalhamento!AY$15)),IF(INDEX(Import.PLE,Detalhamento!$E23,Detalhamento!AY$15)<=mediçao,OFFSET(Import.PLQ,$A23-1,AY$15-1,1,1),0),0),IF(ISNUMBER(INDEX(Import.PLE,Detalhamento!$E23,Detalhamento!AY$15)),IF(INDEX(Import.PLE,Detalhamento!$E23,Detalhamento!AY$15)<=mediçao,0,OFFSET(Import.PLQ,$A23-1,AY$15-1,1,1)),OFFSET(Import.PLQ,$A23-1,AY$15-1,1,1))))","v":0},{"$f":"IF(AZ$13=\"\",0,CHOOSE(Detalhamento.OpçãoServiços,OFFSET(Import.PLQ,$A23-1,AZ$15-1,1,1),IF(ISNUMBER(INDEX(Import.PLE,Detalhamento!$E23,Detalhamento!AZ$15)),IF(INDEX(Import.PLE,Detalhamento!$E23,Detalhamento!AZ$15)<=mediçao,OFFSET(Import.PLQ,$A23-1,AZ$15-1,1,1),0),0),IF(ISNUMBER(INDEX(Import.PLE,Detalhamento!$E23,Detalhamento!AZ$15)),IF(INDEX(Import.PLE,Detalhamento!$E23,Detalhamento!AZ$15)<=mediçao,0,OFFSET(Import.PLQ,$A23-1,AZ$15-1,1,1)),OFFSET(Import.PLQ,$A23-1,AZ$15-1,1,1))))","v":0},{"$f":"IF(BA$13=\"\",0,CHOOSE(Detalhamento.OpçãoServiços,OFFSET(Import.PLQ,$A23-1,BA$15-1,1,1),IF(ISNUMBER(INDEX(Import.PLE,Detalhamento!$E23,Detalhamento!BA$15)),IF(INDEX(Import.PLE,Detalhamento!$E23,Detalhamento!BA$15)<=mediçao,OFFSET(Import.PLQ,$A23-1,BA$15-1,1,1),0),0),IF(ISNUMBER(INDEX(Import.PLE,Detalhamento!$E23,Detalhamento!BA$15)),IF(INDEX(Import.PLE,Detalhamento!$E23,Detalhamento!BA$15)<=mediçao,0,OFFSET(Import.PLQ,$A23-1,BA$15-1,1,1)),OFFSET(Import.PLQ,$A23-1,BA$15-1,1,1))))","v":0},{"$f":"IF(BB$13=\"\",0,CHOOSE(Detalhamento.OpçãoServiços,OFFSET(Import.PLQ,$A23-1,BB$15-1,1,1),IF(ISNUMBER(INDEX(Import.PLE,Detalhamento!$E23,Detalhamento!BB$15)),IF(INDEX(Import.PLE,Detalhamento!$E23,Detalhamento!BB$15)<=mediçao,OFFSET(Import.PLQ,$A23-1,BB$15-1,1,1),0),0),IF(ISNUMBER(INDEX(Import.PLE,Detalhamento!$E23,Detalhamento!BB$15)),IF(INDEX(Import.PLE,Detalhamento!$E23,Detalhamento!BB$15)<=mediçao,0,OFFSET(Import.PLQ,$A23-1,BB$15-1,1,1)),OFFSET(Import.PLQ,$A23-1,BB$15-1,1,1))))","v":0},{"$f":"IF(BC$13=\"\",0,CHOOSE(Detalhamento.OpçãoServiços,OFFSET(Import.PLQ,$A23-1,BC$15-1,1,1),IF(ISNUMBER(INDEX(Import.PLE,Detalhamento!$E23,Detalhamento!BC$15)),IF(INDEX(Import.PLE,Detalhamento!$E23,Detalhamento!BC$15)<=mediçao,OFFSET(Import.PLQ,$A23-1,BC$15-1,1,1),0),0),IF(ISNUMBER(INDEX(Import.PLE,Detalhamento!$E23,Detalhamento!BC$15)),IF(INDEX(Import.PLE,Detalhamento!$E23,Detalhamento!BC$15)<=mediçao,0,OFFSET(Import.PLQ,$A23-1,BC$15-1,1,1)),OFFSET(Import.PLQ,$A23-1,BC$15-1,1,1))))","v":0},{"$f":"IF(BD$13=\"\",0,CHOOSE(Detalhamento.OpçãoServiços,OFFSET(Import.PLQ,$A23-1,BD$15-1,1,1),IF(ISNUMBER(INDEX(Import.PLE,Detalhamento!$E23,Detalhamento!BD$15)),IF(INDEX(Import.PLE,Detalhamento!$E23,Detalhamento!BD$15)<=mediçao,OFFSET(Import.PLQ,$A23-1,BD$15-1,1,1),0),0),IF(ISNUMBER(INDEX(Import.PLE,Detalhamento!$E23,Detalhamento!BD$15)),IF(INDEX(Import.PLE,Detalhamento!$E23,Detalhamento!BD$15)<=mediçao,0,OFFSET(Import.PLQ,$A23-1,BD$15-1,1,1)),OFFSET(Import.PLQ,$A23-1,BD$15-1,1,1))))","v":0},{"$f":"IF(BE$13=\"\",0,CHOOSE(Detalhamento.OpçãoServiços,OFFSET(Import.PLQ,$A23-1,BE$15-1,1,1),IF(ISNUMBER(INDEX(Import.PLE,Detalhamento!$E23,Detalhamento!BE$15)),IF(INDEX(Import.PLE,Detalhamento!$E23,Detalhamento!BE$15)<=mediçao,OFFSET(Import.PLQ,$A23-1,BE$15-1,1,1),0),0),IF(ISNUMBER(INDEX(Import.PLE,Detalhamento!$E23,Detalhamento!BE$15)),IF(INDEX(Import.PLE,Detalhamento!$E23,Detalhamento!BE$15)<=mediçao,0,OFFSET(Import.PLQ,$A23-1,BE$15-1,1,1)),OFFSET(Import.PLQ,$A23-1,BE$15-1,1,1))))","v":0},{"$f":"IF(BF$13=\"\",0,CHOOSE(Detalhamento.OpçãoServiços,OFFSET(Import.PLQ,$A23-1,BF$15-1,1,1),IF(ISNUMBER(INDEX(Import.PLE,Detalhamento!$E23,Detalhamento!BF$15)),IF(INDEX(Import.PLE,Detalhamento!$E23,Detalhamento!BF$15)<=mediçao,OFFSET(Import.PLQ,$A23-1,BF$15-1,1,1),0),0),IF(ISNUMBER(INDEX(Import.PLE,Detalhamento!$E23,Detalhamento!BF$15)),IF(INDEX(Import.PLE,Detalhamento!$E23,Detalhamento!BF$15)<=mediçao,0,OFFSET(Import.PLQ,$A23-1,BF$15-1,1,1)),OFFSET(Import.PLQ,$A23-1,BF$15-1,1,1))))","v":0},{"$f":"IF(BG$13=\"\",0,CHOOSE(Detalhamento.OpçãoServiços,OFFSET(Import.PLQ,$A23-1,BG$15-1,1,1),IF(ISNUMBER(INDEX(Import.PLE,Detalhamento!$E23,Detalhamento!BG$15)),IF(INDEX(Import.PLE,Detalhamento!$E23,Detalhamento!BG$15)<=mediçao,OFFSET(Import.PLQ,$A23-1,BG$15-1,1,1),0),0),IF(ISNUMBER(INDEX(Import.PLE,Detalhamento!$E23,Detalhamento!BG$15)),IF(INDEX(Import.PLE,Detalhamento!$E23,Detalhamento!BG$15)<=mediçao,0,OFFSET(Import.PLQ,$A23-1,BG$15-1,1,1)),OFFSET(Import.PLQ,$A23-1,BG$15-1,1,1))))","v":0},{"$f":"IF(BH$13=\"\",0,CHOOSE(Detalhamento.OpçãoServiços,OFFSET(Import.PLQ,$A23-1,BH$15-1,1,1),IF(ISNUMBER(INDEX(Import.PLE,Detalhamento!$E23,Detalhamento!BH$15)),IF(INDEX(Import.PLE,Detalhamento!$E23,Detalhamento!BH$15)<=mediçao,OFFSET(Import.PLQ,$A23-1,BH$15-1,1,1),0),0),IF(ISNUMBER(INDEX(Import.PLE,Detalhamento!$E23,Detalhamento!BH$15)),IF(INDEX(Import.PLE,Detalhamento!$E23,Detalhamento!BH$15)<=mediçao,0,OFFSET(Import.PLQ,$A23-1,BH$15-1,1,1)),OFFSET(Import.PLQ,$A23-1,BH$15-1,1,1))))","v":0},{"$f":"IF(BI$13=\"\",0,CHOOSE(Detalhamento.OpçãoServiços,OFFSET(Import.PLQ,$A23-1,BI$15-1,1,1),IF(ISNUMBER(INDEX(Import.PLE,Detalhamento!$E23,Detalhamento!BI$15)),IF(INDEX(Import.PLE,Detalhamento!$E23,Detalhamento!BI$15)<=mediçao,OFFSET(Import.PLQ,$A23-1,BI$15-1,1,1),0),0),IF(ISNUMBER(INDEX(Import.PLE,Detalhamento!$E23,Detalhamento!BI$15)),IF(INDEX(Import.PLE,Detalhamento!$E23,Detalhamento!BI$15)<=mediçao,0,OFFSET(Import.PLQ,$A23-1,BI$15-1,1,1)),OFFSET(Import.PLQ,$A23-1,BI$15-1,1,1))))","v":0}]
[41,"Evento",null,null,2,20000,"Evento","SAPATAS E CALICES","R$",67379.27,null,{"$f":"IF(L$13=\"\",0,CHOOSE(Detalhamento.OpçãoServiços,OFFSET(Import.PLQ,$A24-1,L$15-1,1,1),IF(ISNUMBER(INDEX(Import.PLE,Detalhamento!$E24,Detalhamento!L$15)),IF(INDEX(Import.PLE,Detalhamento!$E24,Detalhamento!L$15)<=mediçao,OFFSET(Import.PLQ,$A24-1,L$15-1,1,1),0),0),IF(ISNUMBER(INDEX(Import.PLE,Detalhamento!$E24,Detalhamento!L$15)),IF(INDEX(Import.PLE,Detalhamento!$E24,Detalhamento!L$15)<=mediçao,0,OFFSET(Import.PLQ,$A24-1,L$15-1,1,1)),OFFSET(Import.PLQ,$A24-1,L$15-1,1,1))))","v":67379.27},{"$f":"IF(M$13=\"\",0,CHOOSE(Detalhamento.OpçãoServiços,OFFSET(Import.PLQ,$A24-1,M$15-1,1,1),IF(ISNUMBER(INDEX(Import.PLE,Detalhamento!$E24,Detalhamento!M$15)),IF(INDEX(Import.PLE,Detalhamento!$E24,Detalhamento!M$15)<=mediçao,OFFSET(Import.PLQ,$A24-1,M$15-1,1,1),0),0),IF(ISNUMBER(INDEX(Import.PLE,Detalhamento!$E24,Detalhamento!M$15)),IF(INDEX(Import.PLE,Detalhamento!$E24,Detalhamento!M$15)<=mediçao,0,OFFSET(Import.PLQ,$A24-1,M$15-1,1,1)),OFFSET(Import.PLQ,$A24-1,M$15-1,1,1))))","v":0},{"$f":"IF(N$13=\"\",0,CHOOSE(Detalhamento.OpçãoServiços,OFFSET(Import.PLQ,$A24-1,N$15-1,1,1),IF(ISNUMBER(INDEX(Import.PLE,Detalhamento!$E24,Detalhamento!N$15)),IF(INDEX(Import.PLE,Detalhamento!$E24,Detalhamento!N$15)<=mediçao,OFFSET(Import.PLQ,$A24-1,N$15-1,1,1),0),0),IF(ISNUMBER(INDEX(Import.PLE,Detalhamento!$E24,Detalhamento!N$15)),IF(INDEX(Import.PLE,Detalhamento!$E24,Detalhamento!N$15)<=mediçao,0,OFFSET(Import.PLQ,$A24-1,N$15-1,1,1)),OFFSET(Import.PLQ,$A24-1,N$15-1,1,1))))","v":0},{"$f":"IF(O$13=\"\",0,CHOOSE(Detalhamento.OpçãoServiços,OFFSET(Import.PLQ,$A24-1,O$15-1,1,1),IF(ISNUMBER(INDEX(Import.PLE,Detalhamento!$E24,Detalhamento!O$15)),IF(INDEX(Import.PLE,Detalhamento!$E24,Detalhamento!O$15)<=mediçao,OFFSET(Import.PLQ,$A24-1,O$15-1,1,1),0),0),IF(ISNUMBER(INDEX(Import.PLE,Detalhamento!$E24,Detalhamento!O$15)),IF(INDEX(Import.PLE,Detalhamento!$E24,Detalhamento!O$15)<=mediçao,0,OFFSET(Import.PLQ,$A24-1,O$15-1,1,1)),OFFSET(Import.PLQ,$A24-1,O$15-1,1,1))))","v":0},{"$f":"IF(P$13=\"\",0,CHOOSE(Detalhamento.OpçãoServiços,OFFSET(Import.PLQ,$A24-1,P$15-1,1,1),IF(ISNUMBER(INDEX(Import.PLE,Detalhamento!$E24,Detalhamento!P$15)),IF(INDEX(Import.PLE,Detalhamento!$E24,Detalhamento!P$15)<=mediçao,OFFSET(Import.PLQ,$A24-1,P$15-1,1,1),0),0),IF(ISNUMBER(INDEX(Import.PLE,Detalhamento!$E24,Detalhamento!P$15)),IF(INDEX(Import.PLE,Detalhamento!$E24,Detalhamento!P$15)<=mediçao,0,OFFSET(Import.PLQ,$A24-1,P$15-1,1,1)),OFFSET(Import.PLQ,$A24-1,P$15-1,1,1))))","v":0},{"$f":"IF(Q$13=\"\",0,CHOOSE(Detalhamento.OpçãoServiços,OFFSET(Import.PLQ,$A24-1,Q$15-1,1,1),IF(ISNUMBER(INDEX(Import.PLE,Detalhamento!$E24,Detalhamento!Q$15)),IF(INDEX(Import.PLE,Detalhamento!$E24,Detalhamento!Q$15)<=mediçao,OFFSET(Import.PLQ,$A24-1,Q$15-1,1,1),0),0),IF(ISNUMBER(INDEX(Import.PLE,Detalhamento!$E24,Detalhamento!Q$15)),IF(INDEX(Import.PLE,Detalhamento!$E24,Detalhamento!Q$15)<=mediçao,0,OFFSET(Import.PLQ,$A24-1,Q$15-1,1,1)),OFFSET(Import.PLQ,$A24-1,Q$15-1,1,1))))","v":0},{"$f":"IF(R$13=\"\",0,CHOOSE(Detalhamento.OpçãoServiços,OFFSET(Import.PLQ,$A24-1,R$15-1,1,1),IF(ISNUMBER(INDEX(Import.PLE,Detalhamento!$E24,Detalhamento!R$15)),IF(INDEX(Import.PLE,Detalhamento!$E24,Detalhamento!R$15)<=mediçao,OFFSET(Import.PLQ,$A24-1,R$15-1,1,1),0),0),IF(ISNUMBER(INDEX(Import.PLE,Detalhamento!$E24,Detalhamento!R$15)),IF(INDEX(Import.PLE,Detalhamento!$E24,Detalhamento!R$15)<=mediçao,0,OFFSET(Import.PLQ,$A24-1,R$15-1,1,1)),OFFSET(Import.PLQ,$A24-1,R$15-1,1,1))))","v":0},{"$f":"IF(S$13=\"\",0,CHOOSE(Detalhamento.OpçãoServiços,OFFSET(Import.PLQ,$A24-1,S$15-1,1,1),IF(ISNUMBER(INDEX(Import.PLE,Detalhamento!$E24,Detalhamento!S$15)),IF(INDEX(Import.PLE,Detalhamento!$E24,Detalhamento!S$15)<=mediçao,OFFSET(Import.PLQ,$A24-1,S$15-1,1,1),0),0),IF(ISNUMBER(INDEX(Import.PLE,Detalhamento!$E24,Detalhamento!S$15)),IF(INDEX(Import.PLE,Detalhamento!$E24,Detalhamento!S$15)<=mediçao,0,OFFSET(Import.PLQ,$A24-1,S$15-1,1,1)),OFFSET(Import.PLQ,$A24-1,S$15-1,1,1))))","v":0},{"$f":"IF(T$13=\"\",0,CHOOSE(Detalhamento.OpçãoServiços,OFFSET(Import.PLQ,$A24-1,T$15-1,1,1),IF(ISNUMBER(INDEX(Import.PLE,Detalhamento!$E24,Detalhamento!T$15)),IF(INDEX(Import.PLE,Detalhamento!$E24,Detalhamento!T$15)<=mediçao,OFFSET(Import.PLQ,$A24-1,T$15-1,1,1),0),0),IF(ISNUMBER(INDEX(Import.PLE,Detalhamento!$E24,Detalhamento!T$15)),IF(INDEX(Import.PLE,Detalhamento!$E24,Detalhamento!T$15)<=mediçao,0,OFFSET(Import.PLQ,$A24-1,T$15-1,1,1)),OFFSET(Import.PLQ,$A24-1,T$15-1,1,1))))","v":0},{"$f":"IF(U$13=\"\",0,CHOOSE(Detalhamento.OpçãoServiços,OFFSET(Import.PLQ,$A24-1,U$15-1,1,1),IF(ISNUMBER(INDEX(Import.PLE,Detalhamento!$E24,Detalhamento!U$15)),IF(INDEX(Import.PLE,Detalhamento!$E24,Detalhamento!U$15)<=mediçao,OFFSET(Import.PLQ,$A24-1,U$15-1,1,1),0),0),IF(ISNUMBER(INDEX(Import.PLE,Detalhamento!$E24,Detalhamento!U$15)),IF(INDEX(Import.PLE,Detalhamento!$E24,Detalhamento!U$15)<=mediçao,0,OFFSET(Import.PLQ,$A24-1,U$15-1,1,1)),OFFSET(Import.PLQ,$A24-1,U$15-1,1,1))))","v":0},{"$f":"IF(V$13=\"\",0,CHOOSE(Detalhamento.OpçãoServiços,OFFSET(Import.PLQ,$A24-1,V$15-1,1,1),IF(ISNUMBER(INDEX(Import.PLE,Detalhamento!$E24,Detalhamento!V$15)),IF(INDEX(Import.PLE,Detalhamento!$E24,Detalhamento!V$15)<=mediçao,OFFSET(Import.PLQ,$A24-1,V$15-1,1,1),0),0),IF(ISNUMBER(INDEX(Import.PLE,Detalhamento!$E24,Detalhamento!V$15)),IF(INDEX(Import.PLE,Detalhamento!$E24,Detalhamento!V$15)<=mediçao,0,OFFSET(Import.PLQ,$A24-1,V$15-1,1,1)),OFFSET(Import.PLQ,$A24-1,V$15-1,1,1))))","v":0},{"$f":"IF(W$13=\"\",0,CHOOSE(Detalhamento.OpçãoServiços,OFFSET(Import.PLQ,$A24-1,W$15-1,1,1),IF(ISNUMBER(INDEX(Import.PLE,Detalhamento!$E24,Detalhamento!W$15)),IF(INDEX(Import.PLE,Detalhamento!$E24,Detalhamento!W$15)<=mediçao,OFFSET(Import.PLQ,$A24-1,W$15-1,1,1),0),0),IF(ISNUMBER(INDEX(Import.PLE,Detalhamento!$E24,Detalhamento!W$15)),IF(INDEX(Import.PLE,Detalhamento!$E24,Detalhamento!W$15)<=mediçao,0,OFFSET(Import.PLQ,$A24-1,W$15-1,1,1)),OFFSET(Import.PLQ,$A24-1,W$15-1,1,1))))","v":0},{"$f":"IF(X$13=\"\",0,CHOOSE(Detalhamento.OpçãoServiços,OFFSET(Import.PLQ,$A24-1,X$15-1,1,1),IF(ISNUMBER(INDEX(Import.PLE,Detalhamento!$E24,Detalhamento!X$15)),IF(INDEX(Import.PLE,Detalhamento!$E24,Detalhamento!X$15)<=mediçao,OFFSET(Import.PLQ,$A24-1,X$15-1,1,1),0),0),IF(ISNUMBER(INDEX(Import.PLE,Detalhamento!$E24,Detalhamento!X$15)),IF(INDEX(Import.PLE,Detalhamento!$E24,Detalhamento!X$15)<=mediçao,0,OFFSET(Import.PLQ,$A24-1,X$15-1,1,1)),OFFSET(Import.PLQ,$A24-1,X$15-1,1,1))))","v":0},{"$f":"IF(Y$13=\"\",0,CHOOSE(Detalhamento.OpçãoServiços,OFFSET(Import.PLQ,$A24-1,Y$15-1,1,1),IF(ISNUMBER(INDEX(Import.PLE,Detalhamento!$E24,Detalhamento!Y$15)),IF(INDEX(Import.PLE,Detalhamento!$E24,Detalhamento!Y$15)<=mediçao,OFFSET(Import.PLQ,$A24-1,Y$15-1,1,1),0),0),IF(ISNUMBER(INDEX(Import.PLE,Detalhamento!$E24,Detalhamento!Y$15)),IF(INDEX(Import.PLE,Detalhamento!$E24,Detalhamento!Y$15)<=mediçao,0,OFFSET(Import.PLQ,$A24-1,Y$15-1,1,1)),OFFSET(Import.PLQ,$A24-1,Y$15-1,1,1))))","v":0},{"$f":"IF(Z$13=\"\",0,CHOOSE(Detalhamento.OpçãoServiços,OFFSET(Import.PLQ,$A24-1,Z$15-1,1,1),IF(ISNUMBER(INDEX(Import.PLE,Detalhamento!$E24,Detalhamento!Z$15)),IF(INDEX(Import.PLE,Detalhamento!$E24,Detalhamento!Z$15)<=mediçao,OFFSET(Import.PLQ,$A24-1,Z$15-1,1,1),0),0),IF(ISNUMBER(INDEX(Import.PLE,Detalhamento!$E24,Detalhamento!Z$15)),IF(INDEX(Import.PLE,Detalhamento!$E24,Detalhamento!Z$15)<=mediçao,0,OFFSET(Import.PLQ,$A24-1,Z$15-1,1,1)),OFFSET(Import.PLQ,$A24-1,Z$15-1,1,1))))","v":0},{"$f":"IF(AA$13=\"\",0,CHOOSE(Detalhamento.OpçãoServiços,OFFSET(Import.PLQ,$A24-1,AA$15-1,1,1),IF(ISNUMBER(INDEX(Import.PLE,Detalhamento!$E24,Detalhamento!AA$15)),IF(INDEX(Import.PLE,Detalhamento!$E24,Detalhamento!AA$15)<=mediçao,OFFSET(Import.PLQ,$A24-1,AA$15-1,1,1),0),0),IF(ISNUMBER(INDEX(Import.PLE,Detalhamento!$E24,Detalhamento!AA$15)),IF(INDEX(Import.PLE,Detalhamento!$E24,Detalhamento!AA$15)<=mediçao,0,OFFSET(Import.PLQ,$A24-1,AA$15-1,1,1)),OFFSET(Import.PLQ,$A24-1,AA$15-1,1,1))))","v":0},{"$f":"IF(AB$13=\"\",0,CHOOSE(Detalhamento.OpçãoServiços,OFFSET(Import.PLQ,$A24-1,AB$15-1,1,1),IF(ISNUMBER(INDEX(Import.PLE,Detalhamento!$E24,Detalhamento!AB$15)),IF(INDEX(Import.PLE,Detalhamento!$E24,Detalhamento!AB$15)<=mediçao,OFFSET(Import.PLQ,$A24-1,AB$15-1,1,1),0),0),IF(ISNUMBER(INDEX(Import.PLE,Detalhamento!$E24,Detalhamento!AB$15)),IF(INDEX(Import.PLE,Detalhamento!$E24,Detalhamento!AB$15)<=mediçao,0,OFFSET(Import.PLQ,$A24-1,AB$15-1,1,1)),OFFSET(Import.PLQ,$A24-1,AB$15-1,1,1))))","v":0},{"$f":"IF(AC$13=\"\",0,CHOOSE(Detalhamento.OpçãoServiços,OFFSET(Import.PLQ,$A24-1,AC$15-1,1,1),IF(ISNUMBER(INDEX(Import.PLE,Detalhamento!$E24,Detalhamento!AC$15)),IF(INDEX(Import.PLE,Detalhamento!$E24,Detalhamento!AC$15)<=mediçao,OFFSET(Import.PLQ,$A24-1,AC$15-1,1,1),0),0),IF(ISNUMBER(INDEX(Import.PLE,Detalhamento!$E24,Detalhamento!AC$15)),IF(INDEX(Import.PLE,Detalhamento!$E24,Detalhamento!AC$15)<=mediçao,0,OFFSET(Import.PLQ,$A24-1,AC$15-1,1,1)),OFFSET(Import.PLQ,$A24-1,AC$15-1,1,1))))","v":0},{"$f":"IF(AD$13=\"\",0,CHOOSE(Detalhamento.OpçãoServiços,OFFSET(Import.PLQ,$A24-1,AD$15-1,1,1),IF(ISNUMBER(INDEX(Import.PLE,Detalhamento!$E24,Detalhamento!AD$15)),IF(INDEX(Import.PLE,Detalhamento!$E24,Detalhamento!AD$15)<=mediçao,OFFSET(Import.PLQ,$A24-1,AD$15-1,1,1),0),0),IF(ISNUMBER(INDEX(Import.PLE,Detalhamento!$E24,Detalhamento!AD$15)),IF(INDEX(Import.PLE,Detalhamento!$E24,Detalhamento!AD$15)<=mediçao,0,OFFSET(Import.PLQ,$A24-1,AD$15-1,1,1)),OFFSET(Import.PLQ,$A24-1,AD$15-1,1,1))))","v":0},{"$f":"IF(AE$13=\"\",0,CHOOSE(Detalhamento.OpçãoServiços,OFFSET(Import.PLQ,$A24-1,AE$15-1,1,1),IF(ISNUMBER(INDEX(Import.PLE,Detalhamento!$E24,Detalhamento!AE$15)),IF(INDEX(Import.PLE,Detalhamento!$E24,Detalhamento!AE$15)<=mediçao,OFFSET(Import.PLQ,$A24-1,AE$15-1,1,1),0),0),IF(ISNUMBER(INDEX(Import.PLE,Detalhamento!$E24,Detalhamento!AE$15)),IF(INDEX(Import.PLE,Detalhamento!$E24,Detalhamento!AE$15)<=mediçao,0,OFFSET(Import.PLQ,$A24-1,AE$15-1,1,1)),OFFSET(Import.PLQ,$A24-1,AE$15-1,1,1))))","v":0},{"$f":"IF(AF$13=\"\",0,CHOOSE(Detalhamento.OpçãoServiços,OFFSET(Import.PLQ,$A24-1,AF$15-1,1,1),IF(ISNUMBER(INDEX(Import.PLE,Detalhamento!$E24,Detalhamento!AF$15)),IF(INDEX(Import.PLE,Detalhamento!$E24,Detalhamento!AF$15)<=mediçao,OFFSET(Import.PLQ,$A24-1,AF$15-1,1,1),0),0),IF(ISNUMBER(INDEX(Import.PLE,Detalhamento!$E24,Detalhamento!AF$15)),IF(INDEX(Import.PLE,Detalhamento!$E24,Detalhamento!AF$15)<=mediçao,0,OFFSET(Import.PLQ,$A24-1,AF$15-1,1,1)),OFFSET(Import.PLQ,$A24-1,AF$15-1,1,1))))","v":0},{"$f":"IF(AG$13=\"\",0,CHOOSE(Detalhamento.OpçãoServiços,OFFSET(Import.PLQ,$A24-1,AG$15-1,1,1),IF(ISNUMBER(INDEX(Import.PLE,Detalhamento!$E24,Detalhamento!AG$15)),IF(INDEX(Import.PLE,Detalhamento!$E24,Detalhamento!AG$15)<=mediçao,OFFSET(Import.PLQ,$A24-1,AG$15-1,1,1),0),0),IF(ISNUMBER(INDEX(Import.PLE,Detalhamento!$E24,Detalhamento!AG$15)),IF(INDEX(Import.PLE,Detalhamento!$E24,Detalhamento!AG$15)<=mediçao,0,OFFSET(Import.PLQ,$A24-1,AG$15-1,1,1)),OFFSET(Import.PLQ,$A24-1,AG$15-1,1,1))))","v":0},{"$f":"IF(AH$13=\"\",0,CHOOSE(Detalhamento.OpçãoServiços,OFFSET(Import.PLQ,$A24-1,AH$15-1,1,1),IF(ISNUMBER(INDEX(Import.PLE,Detalhamento!$E24,Detalhamento!AH$15)),IF(INDEX(Import.PLE,Detalhamento!$E24,Detalhamento!AH$15)<=mediçao,OFFSET(Import.PLQ,$A24-1,AH$15-1,1,1),0),0),IF(ISNUMBER(INDEX(Import.PLE,Detalhamento!$E24,Detalhamento!AH$15)),IF(INDEX(Import.PLE,Detalhamento!$E24,Detalhamento!AH$15)<=mediçao,0,OFFSET(Import.PLQ,$A24-1,AH$15-1,1,1)),OFFSET(Import.PLQ,$A24-1,AH$15-1,1,1))))","v":0},{"$f":"IF(AI$13=\"\",0,CHOOSE(Detalhamento.OpçãoServiços,OFFSET(Import.PLQ,$A24-1,AI$15-1,1,1),IF(ISNUMBER(INDEX(Import.PLE,Detalhamento!$E24,Detalhamento!AI$15)),IF(INDEX(Import.PLE,Detalhamento!$E24,Detalhamento!AI$15)<=mediçao,OFFSET(Import.PLQ,$A24-1,AI$15-1,1,1),0),0),IF(ISNUMBER(INDEX(Import.PLE,Detalhamento!$E24,Detalhamento!AI$15)),IF(INDEX(Import.PLE,Detalhamento!$E24,Detalhamento!AI$15)<=mediçao,0,OFFSET(Import.PLQ,$A24-1,AI$15-1,1,1)),OFFSET(Import.PLQ,$A24-1,AI$15-1,1,1))))","v":0},{"$f":"IF(AJ$13=\"\",0,CHOOSE(Detalhamento.OpçãoServiços,OFFSET(Import.PLQ,$A24-1,AJ$15-1,1,1),IF(ISNUMBER(INDEX(Import.PLE,Detalhamento!$E24,Detalhamento!AJ$15)),IF(INDEX(Import.PLE,Detalhamento!$E24,Detalhamento!AJ$15)<=mediçao,OFFSET(Import.PLQ,$A24-1,AJ$15-1,1,1),0),0),IF(ISNUMBER(INDEX(Import.PLE,Detalhamento!$E24,Detalhamento!AJ$15)),IF(INDEX(Import.PLE,Detalhamento!$E24,Detalhamento!AJ$15)<=mediçao,0,OFFSET(Import.PLQ,$A24-1,AJ$15-1,1,1)),OFFSET(Import.PLQ,$A24-1,AJ$15-1,1,1))))","v":0},{"$f":"IF(AK$13=\"\",0,CHOOSE(Detalhamento.OpçãoServiços,OFFSET(Import.PLQ,$A24-1,AK$15-1,1,1),IF(ISNUMBER(INDEX(Import.PLE,Detalhamento!$E24,Detalhamento!AK$15)),IF(INDEX(Import.PLE,Detalhamento!$E24,Detalhamento!AK$15)<=mediçao,OFFSET(Import.PLQ,$A24-1,AK$15-1,1,1),0),0),IF(ISNUMBER(INDEX(Import.PLE,Detalhamento!$E24,Detalhamento!AK$15)),IF(INDEX(Import.PLE,Detalhamento!$E24,Detalhamento!AK$15)<=mediçao,0,OFFSET(Import.PLQ,$A24-1,AK$15-1,1,1)),OFFSET(Import.PLQ,$A24-1,AK$15-1,1,1))))","v":0},{"$f":"IF(AL$13=\"\",0,CHOOSE(Detalhamento.OpçãoServiços,OFFSET(Import.PLQ,$A24-1,AL$15-1,1,1),IF(ISNUMBER(INDEX(Import.PLE,Detalhamento!$E24,Detalhamento!AL$15)),IF(INDEX(Import.PLE,Detalhamento!$E24,Detalhamento!AL$15)<=mediçao,OFFSET(Import.PLQ,$A24-1,AL$15-1,1,1),0),0),IF(ISNUMBER(INDEX(Import.PLE,Detalhamento!$E24,Detalhamento!AL$15)),IF(INDEX(Import.PLE,Detalhamento!$E24,Detalhamento!AL$15)<=mediçao,0,OFFSET(Import.PLQ,$A24-1,AL$15-1,1,1)),OFFSET(Import.PLQ,$A24-1,AL$15-1,1,1))))","v":0},{"$f":"IF(AM$13=\"\",0,CHOOSE(Detalhamento.OpçãoServiços,OFFSET(Import.PLQ,$A24-1,AM$15-1,1,1),IF(ISNUMBER(INDEX(Import.PLE,Detalhamento!$E24,Detalhamento!AM$15)),IF(INDEX(Import.PLE,Detalhamento!$E24,Detalhamento!AM$15)<=mediçao,OFFSET(Import.PLQ,$A24-1,AM$15-1,1,1),0),0),IF(ISNUMBER(INDEX(Import.PLE,Detalhamento!$E24,Detalhamento!AM$15)),IF(INDEX(Import.PLE,Detalhamento!$E24,Detalhamento!AM$15)<=mediçao,0,OFFSET(Import.PLQ,$A24-1,AM$15-1,1,1)),OFFSET(Import.PLQ,$A24-1,AM$15-1,1,1))))","v":0},{"$f":"IF(AN$13=\"\",0,CHOOSE(Detalhamento.OpçãoServiços,OFFSET(Import.PLQ,$A24-1,AN$15-1,1,1),IF(ISNUMBER(INDEX(Import.PLE,Detalhamento!$E24,Detalhamento!AN$15)),IF(INDEX(Import.PLE,Detalhamento!$E24,Detalhamento!AN$15)<=mediçao,OFFSET(Import.PLQ,$A24-1,AN$15-1,1,1),0),0),IF(ISNUMBER(INDEX(Import.PLE,Detalhamento!$E24,Detalhamento!AN$15)),IF(INDEX(Import.PLE,Detalhamento!$E24,Detalhamento!AN$15)<=mediçao,0,OFFSET(Import.PLQ,$A24-1,AN$15-1,1,1)),OFFSET(Import.PLQ,$A24-1,AN$15-1,1,1))))","v":0},{"$f":"IF(AO$13=\"\",0,CHOOSE(Detalhamento.OpçãoServiços,OFFSET(Import.PLQ,$A24-1,AO$15-1,1,1),IF(ISNUMBER(INDEX(Import.PLE,Detalhamento!$E24,Detalhamento!AO$15)),IF(INDEX(Import.PLE,Detalhamento!$E24,Detalhamento!AO$15)<=mediçao,OFFSET(Import.PLQ,$A24-1,AO$15-1,1,1),0),0),IF(ISNUMBER(INDEX(Import.PLE,Detalhamento!$E24,Detalhamento!AO$15)),IF(INDEX(Import.PLE,Detalhamento!$E24,Detalhamento!AO$15)<=mediçao,0,OFFSET(Import.PLQ,$A24-1,AO$15-1,1,1)),OFFSET(Import.PLQ,$A24-1,AO$15-1,1,1))))","v":0},{"$f":"IF(AP$13=\"\",0,CHOOSE(Detalhamento.OpçãoServiços,OFFSET(Import.PLQ,$A24-1,AP$15-1,1,1),IF(ISNUMBER(INDEX(Import.PLE,Detalhamento!$E24,Detalhamento!AP$15)),IF(INDEX(Import.PLE,Detalhamento!$E24,Detalhamento!AP$15)<=mediçao,OFFSET(Import.PLQ,$A24-1,AP$15-1,1,1),0),0),IF(ISNUMBER(INDEX(Import.PLE,Detalhamento!$E24,Detalhamento!AP$15)),IF(INDEX(Import.PLE,Detalhamento!$E24,Detalhamento!AP$15)<=mediçao,0,OFFSET(Import.PLQ,$A24-1,AP$15-1,1,1)),OFFSET(Import.PLQ,$A24-1,AP$15-1,1,1))))","v":0},{"$f":"IF(AQ$13=\"\",0,CHOOSE(Detalhamento.OpçãoServiços,OFFSET(Import.PLQ,$A24-1,AQ$15-1,1,1),IF(ISNUMBER(INDEX(Import.PLE,Detalhamento!$E24,Detalhamento!AQ$15)),IF(INDEX(Import.PLE,Detalhamento!$E24,Detalhamento!AQ$15)<=mediçao,OFFSET(Import.PLQ,$A24-1,AQ$15-1,1,1),0),0),IF(ISNUMBER(INDEX(Import.PLE,Detalhamento!$E24,Detalhamento!AQ$15)),IF(INDEX(Import.PLE,Detalhamento!$E24,Detalhamento!AQ$15)<=mediçao,0,OFFSET(Import.PLQ,$A24-1,AQ$15-1,1,1)),OFFSET(Import.PLQ,$A24-1,AQ$15-1,1,1))))","v":0},{"$f":"IF(AR$13=\"\",0,CHOOSE(Detalhamento.OpçãoServiços,OFFSET(Import.PLQ,$A24-1,AR$15-1,1,1),IF(ISNUMBER(INDEX(Import.PLE,Detalhamento!$E24,Detalhamento!AR$15)),IF(INDEX(Import.PLE,Detalhamento!$E24,Detalhamento!AR$15)<=mediçao,OFFSET(Import.PLQ,$A24-1,AR$15-1,1,1),0),0),IF(ISNUMBER(INDEX(Import.PLE,Detalhamento!$E24,Detalhamento!AR$15)),IF(INDEX(Import.PLE,Detalhamento!$E24,Detalhamento!AR$15)<=mediçao,0,OFFSET(Import.PLQ,$A24-1,AR$15-1,1,1)),OFFSET(Import.PLQ,$A24-1,AR$15-1,1,1))))","v":0},{"$f":"IF(AS$13=\"\",0,CHOOSE(Detalhamento.OpçãoServiços,OFFSET(Import.PLQ,$A24-1,AS$15-1,1,1),IF(ISNUMBER(INDEX(Import.PLE,Detalhamento!$E24,Detalhamento!AS$15)),IF(INDEX(Import.PLE,Detalhamento!$E24,Detalhamento!AS$15)<=mediçao,OFFSET(Import.PLQ,$A24-1,AS$15-1,1,1),0),0),IF(ISNUMBER(INDEX(Import.PLE,Detalhamento!$E24,Detalhamento!AS$15)),IF(INDEX(Import.PLE,Detalhamento!$E24,Detalhamento!AS$15)<=mediçao,0,OFFSET(Import.PLQ,$A24-1,AS$15-1,1,1)),OFFSET(Import.PLQ,$A24-1,AS$15-1,1,1))))","v":0},{"$f":"IF(AT$13=\"\",0,CHOOSE(Detalhamento.OpçãoServiços,OFFSET(Import.PLQ,$A24-1,AT$15-1,1,1),IF(ISNUMBER(INDEX(Import.PLE,Detalhamento!$E24,Detalhamento!AT$15)),IF(INDEX(Import.PLE,Detalhamento!$E24,Detalhamento!AT$15)<=mediçao,OFFSET(Import.PLQ,$A24-1,AT$15-1,1,1),0),0),IF(ISNUMBER(INDEX(Import.PLE,Detalhamento!$E24,Detalhamento!AT$15)),IF(INDEX(Import.PLE,Detalhamento!$E24,Detalhamento!AT$15)<=mediçao,0,OFFSET(Import.PLQ,$A24-1,AT$15-1,1,1)),OFFSET(Import.PLQ,$A24-1,AT$15-1,1,1))))","v":0},{"$f":"IF(AU$13=\"\",0,CHOOSE(Detalhamento.OpçãoServiços,OFFSET(Import.PLQ,$A24-1,AU$15-1,1,1),IF(ISNUMBER(INDEX(Import.PLE,Detalhamento!$E24,Detalhamento!AU$15)),IF(INDEX(Import.PLE,Detalhamento!$E24,Detalhamento!AU$15)<=mediçao,OFFSET(Import.PLQ,$A24-1,AU$15-1,1,1),0),0),IF(ISNUMBER(INDEX(Import.PLE,Detalhamento!$E24,Detalhamento!AU$15)),IF(INDEX(Import.PLE,Detalhamento!$E24,Detalhamento!AU$15)<=mediçao,0,OFFSET(Import.PLQ,$A24-1,AU$15-1,1,1)),OFFSET(Import.PLQ,$A24-1,AU$15-1,1,1))))","v":0},{"$f":"IF(AV$13=\"\",0,CHOOSE(Detalhamento.OpçãoServiços,OFFSET(Import.PLQ,$A24-1,AV$15-1,1,1),IF(ISNUMBER(INDEX(Import.PLE,Detalhamento!$E24,Detalhamento!AV$15)),IF(INDEX(Import.PLE,Detalhamento!$E24,Detalhamento!AV$15)<=mediçao,OFFSET(Import.PLQ,$A24-1,AV$15-1,1,1),0),0),IF(ISNUMBER(INDEX(Import.PLE,Detalhamento!$E24,Detalhamento!AV$15)),IF(INDEX(Import.PLE,Detalhamento!$E24,Detalhamento!AV$15)<=mediçao,0,OFFSET(Import.PLQ,$A24-1,AV$15-1,1,1)),OFFSET(Import.PLQ,$A24-1,AV$15-1,1,1))))","v":0},{"$f":"IF(AW$13=\"\",0,CHOOSE(Detalhamento.OpçãoServiços,OFFSET(Import.PLQ,$A24-1,AW$15-1,1,1),IF(ISNUMBER(INDEX(Import.PLE,Detalhamento!$E24,Detalhamento!AW$15)),IF(INDEX(Import.PLE,Detalhamento!$E24,Detalhamento!AW$15)<=mediçao,OFFSET(Import.PLQ,$A24-1,AW$15-1,1,1),0),0),IF(ISNUMBER(INDEX(Import.PLE,Detalhamento!$E24,Detalhamento!AW$15)),IF(INDEX(Import.PLE,Detalhamento!$E24,Detalhamento!AW$15)<=mediçao,0,OFFSET(Import.PLQ,$A24-1,AW$15-1,1,1)),OFFSET(Import.PLQ,$A24-1,AW$15-1,1,1))))","v":0},{"$f":"IF(AX$13=\"\",0,CHOOSE(Detalhamento.OpçãoServiços,OFFSET(Import.PLQ,$A24-1,AX$15-1,1,1),IF(ISNUMBER(INDEX(Import.PLE,Detalhamento!$E24,Detalhamento!AX$15)),IF(INDEX(Import.PLE,Detalhamento!$E24,Detalhamento!AX$15)<=mediçao,OFFSET(Import.PLQ,$A24-1,AX$15-1,1,1),0),0),IF(ISNUMBER(INDEX(Import.PLE,Detalhamento!$E24,Detalhamento!AX$15)),IF(INDEX(Import.PLE,Detalhamento!$E24,Detalhamento!AX$15)<=mediçao,0,OFFSET(Import.PLQ,$A24-1,AX$15-1,1,1)),OFFSET(Import.PLQ,$A24-1,AX$15-1,1,1))))","v":0},{"$f":"IF(AY$13=\"\",0,CHOOSE(Detalhamento.OpçãoServiços,OFFSET(Import.PLQ,$A24-1,AY$15-1,1,1),IF(ISNUMBER(INDEX(Import.PLE,Detalhamento!$E24,Detalhamento!AY$15)),IF(INDEX(Import.PLE,Detalhamento!$E24,Detalhamento!AY$15)<=mediçao,OFFSET(Import.PLQ,$A24-1,AY$15-1,1,1),0),0),IF(ISNUMBER(INDEX(Import.PLE,Detalhamento!$E24,Detalhamento!AY$15)),IF(INDEX(Import.PLE,Detalhamento!$E24,Detalhamento!AY$15)<=mediçao,0,OFFSET(Import.PLQ,$A24-1,AY$15-1,1,1)),OFFSET(Import.PLQ,$A24-1,AY$15-1,1,1))))","v":0},{"$f":"IF(AZ$13=\"\",0,CHOOSE(Detalhamento.OpçãoServiços,OFFSET(Import.PLQ,$A24-1,AZ$15-1,1,1),IF(ISNUMBER(INDEX(Import.PLE,Detalhamento!$E24,Detalhamento!AZ$15)),IF(INDEX(Import.PLE,Detalhamento!$E24,Detalhamento!AZ$15)<=mediçao,OFFSET(Import.PLQ,$A24-1,AZ$15-1,1,1),0),0),IF(ISNUMBER(INDEX(Import.PLE,Detalhamento!$E24,Detalhamento!AZ$15)),IF(INDEX(Import.PLE,Detalhamento!$E24,Detalhamento!AZ$15)<=mediçao,0,OFFSET(Import.PLQ,$A24-1,AZ$15-1,1,1)),OFFSET(Import.PLQ,$A24-1,AZ$15-1,1,1))))","v":0},{"$f":"IF(BA$13=\"\",0,CHOOSE(Detalhamento.OpçãoServiços,OFFSET(Import.PLQ,$A24-1,BA$15-1,1,1),IF(ISNUMBER(INDEX(Import.PLE,Detalhamento!$E24,Detalhamento!BA$15)),IF(INDEX(Import.PLE,Detalhamento!$E24,Detalhamento!BA$15)<=mediçao,OFFSET(Import.PLQ,$A24-1,BA$15-1,1,1),0),0),IF(ISNUMBER(INDEX(Import.PLE,Detalhamento!$E24,Detalhamento!BA$15)),IF(INDEX(Import.PLE,Detalhamento!$E24,Detalhamento!BA$15)<=mediçao,0,OFFSET(Import.PLQ,$A24-1,BA$15-1,1,1)),OFFSET(Import.PLQ,$A24-1,BA$15-1,1,1))))","v":0},{"$f":"IF(BB$13=\"\",0,CHOOSE(Detalhamento.OpçãoServiços,OFFSET(Import.PLQ,$A24-1,BB$15-1,1,1),IF(ISNUMBER(INDEX(Import.PLE,Detalhamento!$E24,Detalhamento!BB$15)),IF(INDEX(Import.PLE,Detalhamento!$E24,Detalhamento!BB$15)<=mediçao,OFFSET(Import.PLQ,$A24-1,BB$15-1,1,1),0),0),IF(ISNUMBER(INDEX(Import.PLE,Detalhamento!$E24,Detalhamento!BB$15)),IF(INDEX(Import.PLE,Detalhamento!$E24,Detalhamento!BB$15)<=mediçao,0,OFFSET(Import.PLQ,$A24-1,BB$15-1,1,1)),OFFSET(Import.PLQ,$A24-1,BB$15-1,1,1))))","v":0},{"$f":"IF(BC$13=\"\",0,CHOOSE(Detalhamento.OpçãoServiços,OFFSET(Import.PLQ,$A24-1,BC$15-1,1,1),IF(ISNUMBER(INDEX(Import.PLE,Detalhamento!$E24,Detalhamento!BC$15)),IF(INDEX(Import.PLE,Detalhamento!$E24,Detalhamento!BC$15)<=mediçao,OFFSET(Import.PLQ,$A24-1,BC$15-1,1,1),0),0),IF(ISNUMBER(INDEX(Import.PLE,Detalhamento!$E24,Detalhamento!BC$15)),IF(INDEX(Import.PLE,Detalhamento!$E24,Detalhamento!BC$15)<=mediçao,0,OFFSET(Import.PLQ,$A24-1,BC$15-1,1,1)),OFFSET(Import.PLQ,$A24-1,BC$15-1,1,1))))","v":0},{"$f":"IF(BD$13=\"\",0,CHOOSE(Detalhamento.OpçãoServiços,OFFSET(Import.PLQ,$A24-1,BD$15-1,1,1),IF(ISNUMBER(INDEX(Import.PLE,Detalhamento!$E24,Detalhamento!BD$15)),IF(INDEX(Import.PLE,Detalhamento!$E24,Detalhamento!BD$15)<=mediçao,OFFSET(Import.PLQ,$A24-1,BD$15-1,1,1),0),0),IF(ISNUMBER(INDEX(Import.PLE,Detalhamento!$E24,Detalhamento!BD$15)),IF(INDEX(Import.PLE,Detalhamento!$E24,Detalhamento!BD$15)<=mediçao,0,OFFSET(Import.PLQ,$A24-1,BD$15-1,1,1)),OFFSET(Import.PLQ,$A24-1,BD$15-1,1,1))))","v":0},{"$f":"IF(BE$13=\"\",0,CHOOSE(Detalhamento.OpçãoServiços,OFFSET(Import.PLQ,$A24-1,BE$15-1,1,1),IF(ISNUMBER(INDEX(Import.PLE,Detalhamento!$E24,Detalhamento!BE$15)),IF(INDEX(Import.PLE,Detalhamento!$E24,Detalhamento!BE$15)<=mediçao,OFFSET(Import.PLQ,$A24-1,BE$15-1,1,1),0),0),IF(ISNUMBER(INDEX(Import.PLE,Detalhamento!$E24,Detalhamento!BE$15)),IF(INDEX(Import.PLE,Detalhamento!$E24,Detalhamento!BE$15)<=mediçao,0,OFFSET(Import.PLQ,$A24-1,BE$15-1,1,1)),OFFSET(Import.PLQ,$A24-1,BE$15-1,1,1))))","v":0},{"$f":"IF(BF$13=\"\",0,CHOOSE(Detalhamento.OpçãoServiços,OFFSET(Import.PLQ,$A24-1,BF$15-1,1,1),IF(ISNUMBER(INDEX(Import.PLE,Detalhamento!$E24,Detalhamento!BF$15)),IF(INDEX(Import.PLE,Detalhamento!$E24,Detalhamento!BF$15)<=mediçao,OFFSET(Import.PLQ,$A24-1,BF$15-1,1,1),0),0),IF(ISNUMBER(INDEX(Import.PLE,Detalhamento!$E24,Detalhamento!BF$15)),IF(INDEX(Import.PLE,Detalhamento!$E24,Detalhamento!BF$15)<=mediçao,0,OFFSET(Import.PLQ,$A24-1,BF$15-1,1,1)),OFFSET(Import.PLQ,$A24-1,BF$15-1,1,1))))","v":0},{"$f":"IF(BG$13=\"\",0,CHOOSE(Detalhamento.OpçãoServiços,OFFSET(Import.PLQ,$A24-1,BG$15-1,1,1),IF(ISNUMBER(INDEX(Import.PLE,Detalhamento!$E24,Detalhamento!BG$15)),IF(INDEX(Import.PLE,Detalhamento!$E24,Detalhamento!BG$15)<=mediçao,OFFSET(Import.PLQ,$A24-1,BG$15-1,1,1),0),0),IF(ISNUMBER(INDEX(Import.PLE,Detalhamento!$E24,Detalhamento!BG$15)),IF(INDEX(Import.PLE,Detalhamento!$E24,Detalhamento!BG$15)<=mediçao,0,OFFSET(Import.PLQ,$A24-1,BG$15-1,1,1)),OFFSET(Import.PLQ,$A24-1,BG$15-1,1,1))))","v":0},{"$f":"IF(BH$13=\"\",0,CHOOSE(Detalhamento.OpçãoServiços,OFFSET(Import.PLQ,$A24-1,BH$15-1,1,1),IF(ISNUMBER(INDEX(Import.PLE,Detalhamento!$E24,Detalhamento!BH$15)),IF(INDEX(Import.PLE,Detalhamento!$E24,Detalhamento!BH$15)<=mediçao,OFFSET(Import.PLQ,$A24-1,BH$15-1,1,1),0),0),IF(ISNUMBER(INDEX(Import.PLE,Detalhamento!$E24,Detalhamento!BH$15)),IF(INDEX(Import.PLE,Detalhamento!$E24,Detalhamento!BH$15)<=mediçao,0,OFFSET(Import.PLQ,$A24-1,BH$15-1,1,1)),OFFSET(Import.PLQ,$A24-1,BH$15-1,1,1))))","v":0},{"$f":"IF(BI$13=\"\",0,CHOOSE(Detalhamento.OpçãoServiços,OFFSET(Import.PLQ,$A24-1,BI$15-1,1,1),IF(ISNUMBER(INDEX(Import.PLE,Detalhamento!$E24,Detalhamento!BI$15)),IF(INDEX(Import.PLE,Detalhamento!$E24,Detalhamento!BI$15)<=mediçao,OFFSET(Import.PLQ,$A24-1,BI$15-1,1,1),0),0),IF(ISNUMBER(INDEX(Import.PLE,Detalhamento!$E24,Detalhamento!BI$15)),IF(INDEX(Import.PLE,Detalhamento!$E24,Detalhamento!BI$15)<=mediçao,0,OFFSET(Import.PLQ,$A24-1,BI$15-1,1,1)),OFFSET(Import.PLQ,$A24-1,BI$15-1,1,1))))","v":0}]
[9,"Nível",null,null,2,0,"1.3.","ESTRUTURA DE CONCRETO ARMADO","","",null,{"$f":"IF(L$13=\"\",0,CHOOSE(Detalhamento.OpçãoServiços,OFFSET(Import.PLQ,$A25-1,L$15-1,1,1),IF(ISNUMBER(INDEX(Import.PLE,Detalhamento!$E25,Detalhamento!L$15)),IF(INDEX(Import.PLE,Detalhamento!$E25,Detalhamento!L$15)<=mediçao,OFFSET(Import.PLQ,$A25-1,L$15-1,1,1),0),0),IF(ISNUMBER(INDEX(Import.PLE,Detalhamento!$E25,Detalhamento!L$15)),IF(INDEX(Import.PLE,Detalhamento!$E25,Detalhamento!L$15)<=mediçao,0,OFFSET(Import.PLQ,$A25-1,L$15-1,1,1)),OFFSET(Import.PLQ,$A25-1,L$15-1,1,1))))","v":0},{"$f":"IF(M$13=\"\",0,CHOOSE(Detalhamento.OpçãoServiços,OFFSET(Import.PLQ,$A25-1,M$15-1,1,1),IF(ISNUMBER(INDEX(Import.PLE,Detalhamento!$E25,Detalhamento!M$15)),IF(INDEX(Import.PLE,Detalhamento!$E25,Detalhamento!M$15)<=mediçao,OFFSET(Import.PLQ,$A25-1,M$15-1,1,1),0),0),IF(ISNUMBER(INDEX(Import.PLE,Detalhamento!$E25,Detalhamento!M$15)),IF(INDEX(Import.PLE,Detalhamento!$E25,Detalhamento!M$15)<=mediçao,0,OFFSET(Import.PLQ,$A25-1,M$15-1,1,1)),OFFSET(Import.PLQ,$A25-1,M$15-1,1,1))))","v":0},{"$f":"IF(N$13=\"\",0,CHOOSE(Detalhamento.OpçãoServiços,OFFSET(Import.PLQ,$A25-1,N$15-1,1,1),IF(ISNUMBER(INDEX(Import.PLE,Detalhamento!$E25,Detalhamento!N$15)),IF(INDEX(Import.PLE,Detalhamento!$E25,Detalhamento!N$15)<=mediçao,OFFSET(Import.PLQ,$A25-1,N$15-1,1,1),0),0),IF(ISNUMBER(INDEX(Import.PLE,Detalhamento!$E25,Detalhamento!N$15)),IF(INDEX(Import.PLE,Detalhamento!$E25,Detalhamento!N$15)<=mediçao,0,OFFSET(Import.PLQ,$A25-1,N$15-1,1,1)),OFFSET(Import.PLQ,$A25-1,N$15-1,1,1))))","v":0},{"$f":"IF(O$13=\"\",0,CHOOSE(Detalhamento.OpçãoServiços,OFFSET(Import.PLQ,$A25-1,O$15-1,1,1),IF(ISNUMBER(INDEX(Import.PLE,Detalhamento!$E25,Detalhamento!O$15)),IF(INDEX(Import.PLE,Detalhamento!$E25,Detalhamento!O$15)<=mediçao,OFFSET(Import.PLQ,$A25-1,O$15-1,1,1),0),0),IF(ISNUMBER(INDEX(Import.PLE,Detalhamento!$E25,Detalhamento!O$15)),IF(INDEX(Import.PLE,Detalhamento!$E25,Detalhamento!O$15)<=mediçao,0,OFFSET(Import.PLQ,$A25-1,O$15-1,1,1)),OFFSET(Import.PLQ,$A25-1,O$15-1,1,1))))","v":0},{"$f":"IF(P$13=\"\",0,CHOOSE(Detalhamento.OpçãoServiços,OFFSET(Import.PLQ,$A25-1,P$15-1,1,1),IF(ISNUMBER(INDEX(Import.PLE,Detalhamento!$E25,Detalhamento!P$15)),IF(INDEX(Import.PLE,Detalhamento!$E25,Detalhamento!P$15)<=mediçao,OFFSET(Import.PLQ,$A25-1,P$15-1,1,1),0),0),IF(ISNUMBER(INDEX(Import.PLE,Detalhamento!$E25,Detalhamento!P$15)),IF(INDEX(Import.PLE,Detalhamento!$E25,Detalhamento!P$15)<=mediçao,0,OFFSET(Import.PLQ,$A25-1,P$15-1,1,1)),OFFSET(Import.PLQ,$A25-1,P$15-1,1,1))))","v":0},{"$f":"IF(Q$13=\"\",0,CHOOSE(Detalhamento.OpçãoServiços,OFFSET(Import.PLQ,$A25-1,Q$15-1,1,1),IF(ISNUMBER(INDEX(Import.PLE,Detalhamento!$E25,Detalhamento!Q$15)),IF(INDEX(Import.PLE,Detalhamento!$E25,Detalhamento!Q$15)<=mediçao,OFFSET(Import.PLQ,$A25-1,Q$15-1,1,1),0),0),IF(ISNUMBER(INDEX(Import.PLE,Detalhamento!$E25,Detalhamento!Q$15)),IF(INDEX(Import.PLE,Detalhamento!$E25,Detalhamento!Q$15)<=mediçao,0,OFFSET(Import.PLQ,$A25-1,Q$15-1,1,1)),OFFSET(Import.PLQ,$A25-1,Q$15-1,1,1))))","v":0},{"$f":"IF(R$13=\"\",0,CHOOSE(Detalhamento.OpçãoServiços,OFFSET(Import.PLQ,$A25-1,R$15-1,1,1),IF(ISNUMBER(INDEX(Import.PLE,Detalhamento!$E25,Detalhamento!R$15)),IF(INDEX(Import.PLE,Detalhamento!$E25,Detalhamento!R$15)<=mediçao,OFFSET(Import.PLQ,$A25-1,R$15-1,1,1),0),0),IF(ISNUMBER(INDEX(Import.PLE,Detalhamento!$E25,Detalhamento!R$15)),IF(INDEX(Import.PLE,Detalhamento!$E25,Detalhamento!R$15)<=mediçao,0,OFFSET(Import.PLQ,$A25-1,R$15-1,1,1)),OFFSET(Import.PLQ,$A25-1,R$15-1,1,1))))","v":0},{"$f":"IF(S$13=\"\",0,CHOOSE(Detalhamento.OpçãoServiços,OFFSET(Import.PLQ,$A25-1,S$15-1,1,1),IF(ISNUMBER(INDEX(Import.PLE,Detalhamento!$E25,Detalhamento!S$15)),IF(INDEX(Import.PLE,Detalhamento!$E25,Detalhamento!S$15)<=mediçao,OFFSET(Import.PLQ,$A25-1,S$15-1,1,1),0),0),IF(ISNUMBER(INDEX(Import.PLE,Detalhamento!$E25,Detalhamento!S$15)),IF(INDEX(Import.PLE,Detalhamento!$E25,Detalhamento!S$15)<=mediçao,0,OFFSET(Import.PLQ,$A25-1,S$15-1,1,1)),OFFSET(Import.PLQ,$A25-1,S$15-1,1,1))))","v":0},{"$f":"IF(T$13=\"\",0,CHOOSE(Detalhamento.OpçãoServiços,OFFSET(Import.PLQ,$A25-1,T$15-1,1,1),IF(ISNUMBER(INDEX(Import.PLE,Detalhamento!$E25,Detalhamento!T$15)),IF(INDEX(Import.PLE,Detalhamento!$E25,Detalhamento!T$15)<=mediçao,OFFSET(Import.PLQ,$A25-1,T$15-1,1,1),0),0),IF(ISNUMBER(INDEX(Import.PLE,Detalhamento!$E25,Detalhamento!T$15)),IF(INDEX(Import.PLE,Detalhamento!$E25,Detalhamento!T$15)<=mediçao,0,OFFSET(Import.PLQ,$A25-1,T$15-1,1,1)),OFFSET(Import.PLQ,$A25-1,T$15-1,1,1))))","v":0},{"$f":"IF(U$13=\"\",0,CHOOSE(Detalhamento.OpçãoServiços,OFFSET(Import.PLQ,$A25-1,U$15-1,1,1),IF(ISNUMBER(INDEX(Import.PLE,Detalhamento!$E25,Detalhamento!U$15)),IF(INDEX(Import.PLE,Detalhamento!$E25,Detalhamento!U$15)<=mediçao,OFFSET(Import.PLQ,$A25-1,U$15-1,1,1),0),0),IF(ISNUMBER(INDEX(Import.PLE,Detalhamento!$E25,Detalhamento!U$15)),IF(INDEX(Import.PLE,Detalhamento!$E25,Detalhamento!U$15)<=mediçao,0,OFFSET(Import.PLQ,$A25-1,U$15-1,1,1)),OFFSET(Import.PLQ,$A25-1,U$15-1,1,1))))","v":0},{"$f":"IF(V$13=\"\",0,CHOOSE(Detalhamento.OpçãoServiços,OFFSET(Import.PLQ,$A25-1,V$15-1,1,1),IF(ISNUMBER(INDEX(Import.PLE,Detalhamento!$E25,Detalhamento!V$15)),IF(INDEX(Import.PLE,Detalhamento!$E25,Detalhamento!V$15)<=mediçao,OFFSET(Import.PLQ,$A25-1,V$15-1,1,1),0),0),IF(ISNUMBER(INDEX(Import.PLE,Detalhamento!$E25,Detalhamento!V$15)),IF(INDEX(Import.PLE,Detalhamento!$E25,Detalhamento!V$15)<=mediçao,0,OFFSET(Import.PLQ,$A25-1,V$15-1,1,1)),OFFSET(Import.PLQ,$A25-1,V$15-1,1,1))))","v":0},{"$f":"IF(W$13=\"\",0,CHOOSE(Detalhamento.OpçãoServiços,OFFSET(Import.PLQ,$A25-1,W$15-1,1,1),IF(ISNUMBER(INDEX(Import.PLE,Detalhamento!$E25,Detalhamento!W$15)),IF(INDEX(Import.PLE,Detalhamento!$E25,Detalhamento!W$15)<=mediçao,OFFSET(Import.PLQ,$A25-1,W$15-1,1,1),0),0),IF(ISNUMBER(INDEX(Import.PLE,Detalhamento!$E25,Detalhamento!W$15)),IF(INDEX(Import.PLE,Detalhamento!$E25,Detalhamento!W$15)<=mediçao,0,OFFSET(Import.PLQ,$A25-1,W$15-1,1,1)),OFFSET(Import.PLQ,$A25-1,W$15-1,1,1))))","v":0},{"$f":"IF(X$13=\"\",0,CHOOSE(Detalhamento.OpçãoServiços,OFFSET(Import.PLQ,$A25-1,X$15-1,1,1),IF(ISNUMBER(INDEX(Import.PLE,Detalhamento!$E25,Detalhamento!X$15)),IF(INDEX(Import.PLE,Detalhamento!$E25,Detalhamento!X$15)<=mediçao,OFFSET(Import.PLQ,$A25-1,X$15-1,1,1),0),0),IF(ISNUMBER(INDEX(Import.PLE,Detalhamento!$E25,Detalhamento!X$15)),IF(INDEX(Import.PLE,Detalhamento!$E25,Detalhamento!X$15)<=mediçao,0,OFFSET(Import.PLQ,$A25-1,X$15-1,1,1)),OFFSET(Import.PLQ,$A25-1,X$15-1,1,1))))","v":0},{"$f":"IF(Y$13=\"\",0,CHOOSE(Detalhamento.OpçãoServiços,OFFSET(Import.PLQ,$A25-1,Y$15-1,1,1),IF(ISNUMBER(INDEX(Import.PLE,Detalhamento!$E25,Detalhamento!Y$15)),IF(INDEX(Import.PLE,Detalhamento!$E25,Detalhamento!Y$15)<=mediçao,OFFSET(Import.PLQ,$A25-1,Y$15-1,1,1),0),0),IF(ISNUMBER(INDEX(Import.PLE,Detalhamento!$E25,Detalhamento!Y$15)),IF(INDEX(Import.PLE,Detalhamento!$E25,Detalhamento!Y$15)<=mediçao,0,OFFSET(Import.PLQ,$A25-1,Y$15-1,1,1)),OFFSET(Import.PLQ,$A25-1,Y$15-1,1,1))))","v":0},{"$f":"IF(Z$13=\"\",0,CHOOSE(Detalhamento.OpçãoServiços,OFFSET(Import.PLQ,$A25-1,Z$15-1,1,1),IF(ISNUMBER(INDEX(Import.PLE,Detalhamento!$E25,Detalhamento!Z$15)),IF(INDEX(Import.PLE,Detalhamento!$E25,Detalhamento!Z$15)<=mediçao,OFFSET(Import.PLQ,$A25-1,Z$15-1,1,1),0),0),IF(ISNUMBER(INDEX(Import.PLE,Detalhamento!$E25,Detalhamento!Z$15)),IF(INDEX(Import.PLE,Detalhamento!$E25,Detalhamento!Z$15)<=mediçao,0,OFFSET(Import.PLQ,$A25-1,Z$15-1,1,1)),OFFSET(Import.PLQ,$A25-1,Z$15-1,1,1))))","v":0},{"$f":"IF(AA$13=\"\",0,CHOOSE(Detalhamento.OpçãoServiços,OFFSET(Import.PLQ,$A25-1,AA$15-1,1,1),IF(ISNUMBER(INDEX(Import.PLE,Detalhamento!$E25,Detalhamento!AA$15)),IF(INDEX(Import.PLE,Detalhamento!$E25,Detalhamento!AA$15)<=mediçao,OFFSET(Import.PLQ,$A25-1,AA$15-1,1,1),0),0),IF(ISNUMBER(INDEX(Import.PLE,Detalhamento!$E25,Detalhamento!AA$15)),IF(INDEX(Import.PLE,Detalhamento!$E25,Detalhamento!AA$15)<=mediçao,0,OFFSET(Import.PLQ,$A25-1,AA$15-1,1,1)),OFFSET(Import.PLQ,$A25-1,AA$15-1,1,1))))","v":0},{"$f":"IF(AB$13=\"\",0,CHOOSE(Detalhamento.OpçãoServiços,OFFSET(Import.PLQ,$A25-1,AB$15-1,1,1),IF(ISNUMBER(INDEX(Import.PLE,Detalhamento!$E25,Detalhamento!AB$15)),IF(INDEX(Import.PLE,Detalhamento!$E25,Detalhamento!AB$15)<=mediçao,OFFSET(Import.PLQ,$A25-1,AB$15-1,1,1),0),0),IF(ISNUMBER(INDEX(Import.PLE,Detalhamento!$E25,Detalhamento!AB$15)),IF(INDEX(Import.PLE,Detalhamento!$E25,Detalhamento!AB$15)<=mediçao,0,OFFSET(Import.PLQ,$A25-1,AB$15-1,1,1)),OFFSET(Import.PLQ,$A25-1,AB$15-1,1,1))))","v":0},{"$f":"IF(AC$13=\"\",0,CHOOSE(Detalhamento.OpçãoServiços,OFFSET(Import.PLQ,$A25-1,AC$15-1,1,1),IF(ISNUMBER(INDEX(Import.PLE,Detalhamento!$E25,Detalhamento!AC$15)),IF(INDEX(Import.PLE,Detalhamento!$E25,Detalhamento!AC$15)<=mediçao,OFFSET(Import.PLQ,$A25-1,AC$15-1,1,1),0),0),IF(ISNUMBER(INDEX(Import.PLE,Detalhamento!$E25,Detalhamento!AC$15)),IF(INDEX(Import.PLE,Detalhamento!$E25,Detalhamento!AC$15)<=mediçao,0,OFFSET(Import.PLQ,$A25-1,AC$15-1,1,1)),OFFSET(Import.PLQ,$A25-1,AC$15-1,1,1))))","v":0},{"$f":"IF(AD$13=\"\",0,CHOOSE(Detalhamento.OpçãoServiços,OFFSET(Import.PLQ,$A25-1,AD$15-1,1,1),IF(ISNUMBER(INDEX(Import.PLE,Detalhamento!$E25,Detalhamento!AD$15)),IF(INDEX(Import.PLE,Detalhamento!$E25,Detalhamento!AD$15)<=mediçao,OFFSET(Import.PLQ,$A25-1,AD$15-1,1,1),0),0),IF(ISNUMBER(INDEX(Import.PLE,Detalhamento!$E25,Detalhamento!AD$15)),IF(INDEX(Import.PLE,Detalhamento!$E25,Detalhamento!AD$15)<=mediçao,0,OFFSET(Import.PLQ,$A25-1,AD$15-1,1,1)),OFFSET(Import.PLQ,$A25-1,AD$15-1,1,1))))","v":0},{"$f":"IF(AE$13=\"\",0,CHOOSE(Detalhamento.OpçãoServiços,OFFSET(Import.PLQ,$A25-1,AE$15-1,1,1),IF(ISNUMBER(INDEX(Import.PLE,Detalhamento!$E25,Detalhamento!AE$15)),IF(INDEX(Import.PLE,Detalhamento!$E25,Detalhamento!AE$15)<=mediçao,OFFSET(Import.PLQ,$A25-1,AE$15-1,1,1),0),0),IF(ISNUMBER(INDEX(Import.PLE,Detalhamento!$E25,Detalhamento!AE$15)),IF(INDEX(Import.PLE,Detalhamento!$E25,Detalhamento!AE$15)<=mediçao,0,OFFSET(Import.PLQ,$A25-1,AE$15-1,1,1)),OFFSET(Import.PLQ,$A25-1,AE$15-1,1,1))))","v":0},{"$f":"IF(AF$13=\"\",0,CHOOSE(Detalhamento.OpçãoServiços,OFFSET(Import.PLQ,$A25-1,AF$15-1,1,1),IF(ISNUMBER(INDEX(Import.PLE,Detalhamento!$E25,Detalhamento!AF$15)),IF(INDEX(Import.PLE,Detalhamento!$E25,Detalhamento!AF$15)<=mediçao,OFFSET(Import.PLQ,$A25-1,AF$15-1,1,1),0),0),IF(ISNUMBER(INDEX(Import.PLE,Detalhamento!$E25,Detalhamento!AF$15)),IF(INDEX(Import.PLE,Detalhamento!$E25,Detalhamento!AF$15)<=mediçao,0,OFFSET(Import.PLQ,$A25-1,AF$15-1,1,1)),OFFSET(Import.PLQ,$A25-1,AF$15-1,1,1))))","v":0},{"$f":"IF(AG$13=\"\",0,CHOOSE(Detalhamento.OpçãoServiços,OFFSET(Import.PLQ,$A25-1,AG$15-1,1,1),IF(ISNUMBER(INDEX(Import.PLE,Detalhamento!$E25,Detalhamento!AG$15)),IF(INDEX(Import.PLE,Detalhamento!$E25,Detalhamento!AG$15)<=mediçao,OFFSET(Import.PLQ,$A25-1,AG$15-1,1,1),0),0),IF(ISNUMBER(INDEX(Import.PLE,Detalhamento!$E25,Detalhamento!AG$15)),IF(INDEX(Import.PLE,Detalhamento!$E25,Detalhamento!AG$15)<=mediçao,0,OFFSET(Import.PLQ,$A25-1,AG$15-1,1,1)),OFFSET(Import.PLQ,$A25-1,AG$15-1,1,1))))","v":0},{"$f":"IF(AH$13=\"\",0,CHOOSE(Detalhamento.OpçãoServiços,OFFSET(Import.PLQ,$A25-1,AH$15-1,1,1),IF(ISNUMBER(INDEX(Import.PLE,Detalhamento!$E25,Detalhamento!AH$15)),IF(INDEX(Import.PLE,Detalhamento!$E25,Detalhamento!AH$15)<=mediçao,OFFSET(Import.PLQ,$A25-1,AH$15-1,1,1),0),0),IF(ISNUMBER(INDEX(Import.PLE,Detalhamento!$E25,Detalhamento!AH$15)),IF(INDEX(Import.PLE,Detalhamento!$E25,Detalhamento!AH$15)<=mediçao,0,OFFSET(Import.PLQ,$A25-1,AH$15-1,1,1)),OFFSET(Import.PLQ,$A25-1,AH$15-1,1,1))))","v":0},{"$f":"IF(AI$13=\"\",0,CHOOSE(Detalhamento.OpçãoServiços,OFFSET(Import.PLQ,$A25-1,AI$15-1,1,1),IF(ISNUMBER(INDEX(Import.PLE,Detalhamento!$E25,Detalhamento!AI$15)),IF(INDEX(Import.PLE,Detalhamento!$E25,Detalhamento!AI$15)<=mediçao,OFFSET(Import.PLQ,$A25-1,AI$15-1,1,1),0),0),IF(ISNUMBER(INDEX(Import.PLE,Detalhamento!$E25,Detalhamento!AI$15)),IF(INDEX(Import.PLE,Detalhamento!$E25,Detalhamento!AI$15)<=mediçao,0,OFFSET(Import.PLQ,$A25-1,AI$15-1,1,1)),OFFSET(Import.PLQ,$A25-1,AI$15-1,1,1))))","v":0},{"$f":"IF(AJ$13=\"\",0,CHOOSE(Detalhamento.OpçãoServiços,OFFSET(Import.PLQ,$A25-1,AJ$15-1,1,1),IF(ISNUMBER(INDEX(Import.PLE,Detalhamento!$E25,Detalhamento!AJ$15)),IF(INDEX(Import.PLE,Detalhamento!$E25,Detalhamento!AJ$15)<=mediçao,OFFSET(Import.PLQ,$A25-1,AJ$15-1,1,1),0),0),IF(ISNUMBER(INDEX(Import.PLE,Detalhamento!$E25,Detalhamento!AJ$15)),IF(INDEX(Import.PLE,Detalhamento!$E25,Detalhamento!AJ$15)<=mediçao,0,OFFSET(Import.PLQ,$A25-1,AJ$15-1,1,1)),OFFSET(Import.PLQ,$A25-1,AJ$15-1,1,1))))","v":0},{"$f":"IF(AK$13=\"\",0,CHOOSE(Detalhamento.OpçãoServiços,OFFSET(Import.PLQ,$A25-1,AK$15-1,1,1),IF(ISNUMBER(INDEX(Import.PLE,Detalhamento!$E25,Detalhamento!AK$15)),IF(INDEX(Import.PLE,Detalhamento!$E25,Detalhamento!AK$15)<=mediçao,OFFSET(Import.PLQ,$A25-1,AK$15-1,1,1),0),0),IF(ISNUMBER(INDEX(Import.PLE,Detalhamento!$E25,Detalhamento!AK$15)),IF(INDEX(Import.PLE,Detalhamento!$E25,Detalhamento!AK$15)<=mediçao,0,OFFSET(Import.PLQ,$A25-1,AK$15-1,1,1)),OFFSET(Import.PLQ,$A25-1,AK$15-1,1,1))))","v":0},{"$f":"IF(AL$13=\"\",0,CHOOSE(Detalhamento.OpçãoServiços,OFFSET(Import.PLQ,$A25-1,AL$15-1,1,1),IF(ISNUMBER(INDEX(Import.PLE,Detalhamento!$E25,Detalhamento!AL$15)),IF(INDEX(Import.PLE,Detalhamento!$E25,Detalhamento!AL$15)<=mediçao,OFFSET(Import.PLQ,$A25-1,AL$15-1,1,1),0),0),IF(ISNUMBER(INDEX(Import.PLE,Detalhamento!$E25,Detalhamento!AL$15)),IF(INDEX(Import.PLE,Detalhamento!$E25,Detalhamento!AL$15)<=mediçao,0,OFFSET(Import.PLQ,$A25-1,AL$15-1,1,1)),OFFSET(Import.PLQ,$A25-1,AL$15-1,1,1))))","v":0},{"$f":"IF(AM$13=\"\",0,CHOOSE(Detalhamento.OpçãoServiços,OFFSET(Import.PLQ,$A25-1,AM$15-1,1,1),IF(ISNUMBER(INDEX(Import.PLE,Detalhamento!$E25,Detalhamento!AM$15)),IF(INDEX(Import.PLE,Detalhamento!$E25,Detalhamento!AM$15)<=mediçao,OFFSET(Import.PLQ,$A25-1,AM$15-1,1,1),0),0),IF(ISNUMBER(INDEX(Import.PLE,Detalhamento!$E25,Detalhamento!AM$15)),IF(INDEX(Import.PLE,Detalhamento!$E25,Detalhamento!AM$15)<=mediçao,0,OFFSET(Import.PLQ,$A25-1,AM$15-1,1,1)),OFFSET(Import.PLQ,$A25-1,AM$15-1,1,1))))","v":0},{"$f":"IF(AN$13=\"\",0,CHOOSE(Detalhamento.OpçãoServiços,OFFSET(Import.PLQ,$A25-1,AN$15-1,1,1),IF(ISNUMBER(INDEX(Import.PLE,Detalhamento!$E25,Detalhamento!AN$15)),IF(INDEX(Import.PLE,Detalhamento!$E25,Detalhamento!AN$15)<=mediçao,OFFSET(Import.PLQ,$A25-1,AN$15-1,1,1),0),0),IF(ISNUMBER(INDEX(Import.PLE,Detalhamento!$E25,Detalhamento!AN$15)),IF(INDEX(Import.PLE,Detalhamento!$E25,Detalhamento!AN$15)<=mediçao,0,OFFSET(Import.PLQ,$A25-1,AN$15-1,1,1)),OFFSET(Import.PLQ,$A25-1,AN$15-1,1,1))))","v":0},{"$f":"IF(AO$13=\"\",0,CHOOSE(Detalhamento.OpçãoServiços,OFFSET(Import.PLQ,$A25-1,AO$15-1,1,1),IF(ISNUMBER(INDEX(Import.PLE,Detalhamento!$E25,Detalhamento!AO$15)),IF(INDEX(Import.PLE,Detalhamento!$E25,Detalhamento!AO$15)<=mediçao,OFFSET(Import.PLQ,$A25-1,AO$15-1,1,1),0),0),IF(ISNUMBER(INDEX(Import.PLE,Detalhamento!$E25,Detalhamento!AO$15)),IF(INDEX(Import.PLE,Detalhamento!$E25,Detalhamento!AO$15)<=mediçao,0,OFFSET(Import.PLQ,$A25-1,AO$15-1,1,1)),OFFSET(Import.PLQ,$A25-1,AO$15-1,1,1))))","v":0},{"$f":"IF(AP$13=\"\",0,CHOOSE(Detalhamento.OpçãoServiços,OFFSET(Import.PLQ,$A25-1,AP$15-1,1,1),IF(ISNUMBER(INDEX(Import.PLE,Detalhamento!$E25,Detalhamento!AP$15)),IF(INDEX(Import.PLE,Detalhamento!$E25,Detalhamento!AP$15)<=mediçao,OFFSET(Import.PLQ,$A25-1,AP$15-1,1,1),0),0),IF(ISNUMBER(INDEX(Import.PLE,Detalhamento!$E25,Detalhamento!AP$15)),IF(INDEX(Import.PLE,Detalhamento!$E25,Detalhamento!AP$15)<=mediçao,0,OFFSET(Import.PLQ,$A25-1,AP$15-1,1,1)),OFFSET(Import.PLQ,$A25-1,AP$15-1,1,1))))","v":0},{"$f":"IF(AQ$13=\"\",0,CHOOSE(Detalhamento.OpçãoServiços,OFFSET(Import.PLQ,$A25-1,AQ$15-1,1,1),IF(ISNUMBER(INDEX(Import.PLE,Detalhamento!$E25,Detalhamento!AQ$15)),IF(INDEX(Import.PLE,Detalhamento!$E25,Detalhamento!AQ$15)<=mediçao,OFFSET(Import.PLQ,$A25-1,AQ$15-1,1,1),0),0),IF(ISNUMBER(INDEX(Import.PLE,Detalhamento!$E25,Detalhamento!AQ$15)),IF(INDEX(Import.PLE,Detalhamento!$E25,Detalhamento!AQ$15)<=mediçao,0,OFFSET(Import.PLQ,$A25-1,AQ$15-1,1,1)),OFFSET(Import.PLQ,$A25-1,AQ$15-1,1,1))))","v":0},{"$f":"IF(AR$13=\"\",0,CHOOSE(Detalhamento.OpçãoServiços,OFFSET(Import.PLQ,$A25-1,AR$15-1,1,1),IF(ISNUMBER(INDEX(Import.PLE,Detalhamento!$E25,Detalhamento!AR$15)),IF(INDEX(Import.PLE,Detalhamento!$E25,Detalhamento!AR$15)<=mediçao,OFFSET(Import.PLQ,$A25-1,AR$15-1,1,1),0),0),IF(ISNUMBER(INDEX(Import.PLE,Detalhamento!$E25,Detalhamento!AR$15)),IF(INDEX(Import.PLE,Detalhamento!$E25,Detalhamento!AR$15)<=mediçao,0,OFFSET(Import.PLQ,$A25-1,AR$15-1,1,1)),OFFSET(Import.PLQ,$A25-1,AR$15-1,1,1))))","v":0},{"$f":"IF(AS$13=\"\",0,CHOOSE(Detalhamento.OpçãoServiços,OFFSET(Import.PLQ,$A25-1,AS$15-1,1,1),IF(ISNUMBER(INDEX(Import.PLE,Detalhamento!$E25,Detalhamento!AS$15)),IF(INDEX(Import.PLE,Detalhamento!$E25,Detalhamento!AS$15)<=mediçao,OFFSET(Import.PLQ,$A25-1,AS$15-1,1,1),0),0),IF(ISNUMBER(INDEX(Import.PLE,Detalhamento!$E25,Detalhamento!AS$15)),IF(INDEX(Import.PLE,Detalhamento!$E25,Detalhamento!AS$15)<=mediçao,0,OFFSET(Import.PLQ,$A25-1,AS$15-1,1,1)),OFFSET(Import.PLQ,$A25-1,AS$15-1,1,1))))","v":0},{"$f":"IF(AT$13=\"\",0,CHOOSE(Detalhamento.OpçãoServiços,OFFSET(Import.PLQ,$A25-1,AT$15-1,1,1),IF(ISNUMBER(INDEX(Import.PLE,Detalhamento!$E25,Detalhamento!AT$15)),IF(INDEX(Import.PLE,Detalhamento!$E25,Detalhamento!AT$15)<=mediçao,OFFSET(Import.PLQ,$A25-1,AT$15-1,1,1),0),0),IF(ISNUMBER(INDEX(Import.PLE,Detalhamento!$E25,Detalhamento!AT$15)),IF(INDEX(Import.PLE,Detalhamento!$E25,Detalhamento!AT$15)<=mediçao,0,OFFSET(Import.PLQ,$A25-1,AT$15-1,1,1)),OFFSET(Import.PLQ,$A25-1,AT$15-1,1,1))))","v":0},{"$f":"IF(AU$13=\"\",0,CHOOSE(Detalhamento.OpçãoServiços,OFFSET(Import.PLQ,$A25-1,AU$15-1,1,1),IF(ISNUMBER(INDEX(Import.PLE,Detalhamento!$E25,Detalhamento!AU$15)),IF(INDEX(Import.PLE,Detalhamento!$E25,Detalhamento!AU$15)<=mediçao,OFFSET(Import.PLQ,$A25-1,AU$15-1,1,1),0),0),IF(ISNUMBER(INDEX(Import.PLE,Detalhamento!$E25,Detalhamento!AU$15)),IF(INDEX(Import.PLE,Detalhamento!$E25,Detalhamento!AU$15)<=mediçao,0,OFFSET(Import.PLQ,$A25-1,AU$15-1,1,1)),OFFSET(Import.PLQ,$A25-1,AU$15-1,1,1))))","v":0},{"$f":"IF(AV$13=\"\",0,CHOOSE(Detalhamento.OpçãoServiços,OFFSET(Import.PLQ,$A25-1,AV$15-1,1,1),IF(ISNUMBER(INDEX(Import.PLE,Detalhamento!$E25,Detalhamento!AV$15)),IF(INDEX(Import.PLE,Detalhamento!$E25,Detalhamento!AV$15)<=mediçao,OFFSET(Import.PLQ,$A25-1,AV$15-1,1,1),0),0),IF(ISNUMBER(INDEX(Import.PLE,Detalhamento!$E25,Detalhamento!AV$15)),IF(INDEX(Import.PLE,Detalhamento!$E25,Detalhamento!AV$15)<=mediçao,0,OFFSET(Import.PLQ,$A25-1,AV$15-1,1,1)),OFFSET(Import.PLQ,$A25-1,AV$15-1,1,1))))","v":0},{"$f":"IF(AW$13=\"\",0,CHOOSE(Detalhamento.OpçãoServiços,OFFSET(Import.PLQ,$A25-1,AW$15-1,1,1),IF(ISNUMBER(INDEX(Import.PLE,Detalhamento!$E25,Detalhamento!AW$15)),IF(INDEX(Import.PLE,Detalhamento!$E25,Detalhamento!AW$15)<=mediçao,OFFSET(Import.PLQ,$A25-1,AW$15-1,1,1),0),0),IF(ISNUMBER(INDEX(Import.PLE,Detalhamento!$E25,Detalhamento!AW$15)),IF(INDEX(Import.PLE,Detalhamento!$E25,Detalhamento!AW$15)<=mediçao,0,OFFSET(Import.PLQ,$A25-1,AW$15-1,1,1)),OFFSET(Import.PLQ,$A25-1,AW$15-1,1,1))))","v":0},{"$f":"IF(AX$13=\"\",0,CHOOSE(Detalhamento.OpçãoServiços,OFFSET(Import.PLQ,$A25-1,AX$15-1,1,1),IF(ISNUMBER(INDEX(Import.PLE,Detalhamento!$E25,Detalhamento!AX$15)),IF(INDEX(Import.PLE,Detalhamento!$E25,Detalhamento!AX$15)<=mediçao,OFFSET(Import.PLQ,$A25-1,AX$15-1,1,1),0),0),IF(ISNUMBER(INDEX(Import.PLE,Detalhamento!$E25,Detalhamento!AX$15)),IF(INDEX(Import.PLE,Detalhamento!$E25,Detalhamento!AX$15)<=mediçao,0,OFFSET(Import.PLQ,$A25-1,AX$15-1,1,1)),OFFSET(Import.PLQ,$A25-1,AX$15-1,1,1))))","v":0},{"$f":"IF(AY$13=\"\",0,CHOOSE(Detalhamento.OpçãoServiços,OFFSET(Import.PLQ,$A25-1,AY$15-1,1,1),IF(ISNUMBER(INDEX(Import.PLE,Detalhamento!$E25,Detalhamento!AY$15)),IF(INDEX(Import.PLE,Detalhamento!$E25,Detalhamento!AY$15)<=mediçao,OFFSET(Import.PLQ,$A25-1,AY$15-1,1,1),0),0),IF(ISNUMBER(INDEX(Import.PLE,Detalhamento!$E25,Detalhamento!AY$15)),IF(INDEX(Import.PLE,Detalhamento!$E25,Detalhamento!AY$15)<=mediçao,0,OFFSET(Import.PLQ,$A25-1,AY$15-1,1,1)),OFFSET(Import.PLQ,$A25-1,AY$15-1,1,1))))","v":0},{"$f":"IF(AZ$13=\"\",0,CHOOSE(Detalhamento.OpçãoServiços,OFFSET(Import.PLQ,$A25-1,AZ$15-1,1,1),IF(ISNUMBER(INDEX(Import.PLE,Detalhamento!$E25,Detalhamento!AZ$15)),IF(INDEX(Import.PLE,Detalhamento!$E25,Detalhamento!AZ$15)<=mediçao,OFFSET(Import.PLQ,$A25-1,AZ$15-1,1,1),0),0),IF(ISNUMBER(INDEX(Import.PLE,Detalhamento!$E25,Detalhamento!AZ$15)),IF(INDEX(Import.PLE,Detalhamento!$E25,Detalhamento!AZ$15)<=mediçao,0,OFFSET(Import.PLQ,$A25-1,AZ$15-1,1,1)),OFFSET(Import.PLQ,$A25-1,AZ$15-1,1,1))))","v":0},{"$f":"IF(BA$13=\"\",0,CHOOSE(Detalhamento.OpçãoServiços,OFFSET(Import.PLQ,$A25-1,BA$15-1,1,1),IF(ISNUMBER(INDEX(Import.PLE,Detalhamento!$E25,Detalhamento!BA$15)),IF(INDEX(Import.PLE,Detalhamento!$E25,Detalhamento!BA$15)<=mediçao,OFFSET(Import.PLQ,$A25-1,BA$15-1,1,1),0),0),IF(ISNUMBER(INDEX(Import.PLE,Detalhamento!$E25,Detalhamento!BA$15)),IF(INDEX(Import.PLE,Detalhamento!$E25,Detalhamento!BA$15)<=mediçao,0,OFFSET(Import.PLQ,$A25-1,BA$15-1,1,1)),OFFSET(Import.PLQ,$A25-1,BA$15-1,1,1))))","v":0},{"$f":"IF(BB$13=\"\",0,CHOOSE(Detalhamento.OpçãoServiços,OFFSET(Import.PLQ,$A25-1,BB$15-1,1,1),IF(ISNUMBER(INDEX(Import.PLE,Detalhamento!$E25,Detalhamento!BB$15)),IF(INDEX(Import.PLE,Detalhamento!$E25,Detalhamento!BB$15)<=mediçao,OFFSET(Import.PLQ,$A25-1,BB$15-1,1,1),0),0),IF(ISNUMBER(INDEX(Import.PLE,Detalhamento!$E25,Detalhamento!BB$15)),IF(INDEX(Import.PLE,Detalhamento!$E25,Detalhamento!BB$15)<=mediçao,0,OFFSET(Import.PLQ,$A25-1,BB$15-1,1,1)),OFFSET(Import.PLQ,$A25-1,BB$15-1,1,1))))","v":0},{"$f":"IF(BC$13=\"\",0,CHOOSE(Detalhamento.OpçãoServiços,OFFSET(Import.PLQ,$A25-1,BC$15-1,1,1),IF(ISNUMBER(INDEX(Import.PLE,Detalhamento!$E25,Detalhamento!BC$15)),IF(INDEX(Import.PLE,Detalhamento!$E25,Detalhamento!BC$15)<=mediçao,OFFSET(Import.PLQ,$A25-1,BC$15-1,1,1),0),0),IF(ISNUMBER(INDEX(Import.PLE,Detalhamento!$E25,Detalhamento!BC$15)),IF(INDEX(Import.PLE,Detalhamento!$E25,Detalhamento!BC$15)<=mediçao,0,OFFSET(Import.PLQ,$A25-1,BC$15-1,1,1)),OFFSET(Import.PLQ,$A25-1,BC$15-1,1,1))))","v":0},{"$f":"IF(BD$13=\"\",0,CHOOSE(Detalhamento.OpçãoServiços,OFFSET(Import.PLQ,$A25-1,BD$15-1,1,1),IF(ISNUMBER(INDEX(Import.PLE,Detalhamento!$E25,Detalhamento!BD$15)),IF(INDEX(Import.PLE,Detalhamento!$E25,Detalhamento!BD$15)<=mediçao,OFFSET(Import.PLQ,$A25-1,BD$15-1,1,1),0),0),IF(ISNUMBER(INDEX(Import.PLE,Detalhamento!$E25,Detalhamento!BD$15)),IF(INDEX(Import.PLE,Detalhamento!$E25,Detalhamento!BD$15)<=mediçao,0,OFFSET(Import.PLQ,$A25-1,BD$15-1,1,1)),OFFSET(Import.PLQ,$A25-1,BD$15-1,1,1))))","v":0},{"$f":"IF(BE$13=\"\",0,CHOOSE(Detalhamento.OpçãoServiços,OFFSET(Import.PLQ,$A25-1,BE$15-1,1,1),IF(ISNUMBER(INDEX(Import.PLE,Detalhamento!$E25,Detalhamento!BE$15)),IF(INDEX(Import.PLE,Detalhamento!$E25,Detalhamento!BE$15)<=mediçao,OFFSET(Import.PLQ,$A25-1,BE$15-1,1,1),0),0),IF(ISNUMBER(INDEX(Import.PLE,Detalhamento!$E25,Detalhamento!BE$15)),IF(INDEX(Import.PLE,Detalhamento!$E25,Detalhamento!BE$15)<=mediçao,0,OFFSET(Import.PLQ,$A25-1,BE$15-1,1,1)),OFFSET(Import.PLQ,$A25-1,BE$15-1,1,1))))","v":0},{"$f":"IF(BF$13=\"\",0,CHOOSE(Detalhamento.OpçãoServiços,OFFSET(Import.PLQ,$A25-1,BF$15-1,1,1),IF(ISNUMBER(INDEX(Import.PLE,Detalhamento!$E25,Detalhamento!BF$15)),IF(INDEX(Import.PLE,Detalhamento!$E25,Detalhamento!BF$15)<=mediçao,OFFSET(Import.PLQ,$A25-1,BF$15-1,1,1),0),0),IF(ISNUMBER(INDEX(Import.PLE,Detalhamento!$E25,Detalhamento!BF$15)),IF(INDEX(Import.PLE,Detalhamento!$E25,Detalhamento!BF$15)<=mediçao,0,OFFSET(Import.PLQ,$A25-1,BF$15-1,1,1)),OFFSET(Import.PLQ,$A25-1,BF$15-1,1,1))))","v":0},{"$f":"IF(BG$13=\"\",0,CHOOSE(Detalhamento.OpçãoServiços,OFFSET(Import.PLQ,$A25-1,BG$15-1,1,1),IF(ISNUMBER(INDEX(Import.PLE,Detalhamento!$E25,Detalhamento!BG$15)),IF(INDEX(Import.PLE,Detalhamento!$E25,Detalhamento!BG$15)<=mediçao,OFFSET(Import.PLQ,$A25-1,BG$15-1,1,1),0),0),IF(ISNUMBER(INDEX(Import.PLE,Detalhamento!$E25,Detalhamento!BG$15)),IF(INDEX(Import.PLE,Detalhamento!$E25,Detalhamento!BG$15)<=mediçao,0,OFFSET(Import.PLQ,$A25-1,BG$15-1,1,1)),OFFSET(Import.PLQ,$A25-1,BG$15-1,1,1))))","v":0},{"$f":"IF(BH$13=\"\",0,CHOOSE(Detalhamento.OpçãoServiços,OFFSET(Import.PLQ,$A25-1,BH$15-1,1,1),IF(ISNUMBER(INDEX(Import.PLE,Detalhamento!$E25,Detalhamento!BH$15)),IF(INDEX(Import.PLE,Detalhamento!$E25,Detalhamento!BH$15)<=mediçao,OFFSET(Import.PLQ,$A25-1,BH$15-1,1,1),0),0),IF(ISNUMBER(INDEX(Import.PLE,Detalhamento!$E25,Detalhamento!BH$15)),IF(INDEX(Import.PLE,Detalhamento!$E25,Detalhamento!BH$15)<=mediçao,0,OFFSET(Import.PLQ,$A25-1,BH$15-1,1,1)),OFFSET(Import.PLQ,$A25-1,BH$15-1,1,1))))","v":0},{"$f":"IF(BI$13=\"\",0,CHOOSE(Detalhamento.OpçãoServiços,OFFSET(Import.PLQ,$A25-1,BI$15-1,1,1),IF(ISNUMBER(INDEX(Import.PLE,Detalhamento!$E25,Detalhamento!BI$15)),IF(INDEX(Import.PLE,Detalhamento!$E25,Detalhamento!BI$15)<=mediçao,OFFSET(Import.PLQ,$A25-1,BI$15-1,1,1),0),0),IF(ISNUMBER(INDEX(Import.PLE,Detalhamento!$E25,Detalhamento!BI$15)),IF(INDEX(Import.PLE,Detalhamento!$E25,Detalhamento!BI$15)<=mediçao,0,OFFSET(Import.PLQ,$A25-1,BI$15-1,1,1)),OFFSET(Import.PLQ,$A25-1,BI$15-1,1,1))))","v":0}]
[7,"Serviço",null,null,2,20007,"1.2.1.","ESCAVACAO MECANICA CAMPO ABERTO ","M3",92.64,null,{"$f":"IF(L$13=\"\",0,CHOOSE(Detalhamento.OpçãoServiços,OFFSET(Import.PLQ,$A26-1,L$15-1,1,1),IF(ISNUMBER(INDEX(Import.PLE,Detalhamento!$E26,Detalhamento!L$15)),IF(INDEX(Import.PLE,Detalhamento!$E26,Detalhamento!L$15)<=mediçao,OFFSET(Import.PLQ,$A26-1,L$15-1,1,1),0),0),IF(ISNUMBER(INDEX(Import.PLE,Detalhamento!$E26,Detalhamento!L$15)),IF(INDEX(Import.PLE,Detalhamento!$E26,Detalhamento!L$15)<=mediçao,0,OFFSET(Import.PLQ,$A26-1,L$15-1,1,1)),OFFSET(Import.PLQ,$A26-1,L$15-1,1,1))))","v":92.64},{"$f":"IF(M$13=\"\",0,CHOOSE(Detalhamento.OpçãoServiços,OFFSET(Import.PLQ,$A26-1,M$15-1,1,1),IF(ISNUMBER(INDEX(Import.PLE,Detalhamento!$E26,Detalhamento!M$15)),IF(INDEX(Import.PLE,Detalhamento!$E26,Detalhamento!M$15)<=mediçao,OFFSET(Import.PLQ,$A26-1,M$15-1,1,1),0),0),IF(ISNUMBER(INDEX(Import.PLE,Detalhamento!$E26,Detalhamento!M$15)),IF(INDEX(Import.PLE,Detalhamento!$E26,Detalhamento!M$15)<=mediçao,0,OFFSET(Import.PLQ,$A26-1,M$15-1,1,1)),OFFSET(Import.PLQ,$A26-1,M$15-1,1,1))))","v":0},{"$f":"IF(N$13=\"\",0,CHOOSE(Detalhamento.OpçãoServiços,OFFSET(Import.PLQ,$A26-1,N$15-1,1,1),IF(ISNUMBER(INDEX(Import.PLE,Detalhamento!$E26,Detalhamento!N$15)),IF(INDEX(Import.PLE,Detalhamento!$E26,Detalhamento!N$15)<=mediçao,OFFSET(Import.PLQ,$A26-1,N$15-1,1,1),0),0),IF(ISNUMBER(INDEX(Import.PLE,Detalhamento!$E26,Detalhamento!N$15)),IF(INDEX(Import.PLE,Detalhamento!$E26,Detalhamento!N$15)<=mediçao,0,OFFSET(Import.PLQ,$A26-1,N$15-1,1,1)),OFFSET(Import.PLQ,$A26-1,N$15-1,1,1))))","v":0},{"$f":"IF(O$13=\"\",0,CHOOSE(Detalhamento.OpçãoServiços,OFFSET(Import.PLQ,$A26-1,O$15-1,1,1),IF(ISNUMBER(INDEX(Import.PLE,Detalhamento!$E26,Detalhamento!O$15)),IF(INDEX(Import.PLE,Detalhamento!$E26,Detalhamento!O$15)<=mediçao,OFFSET(Import.PLQ,$A26-1,O$15-1,1,1),0),0),IF(ISNUMBER(INDEX(Import.PLE,Detalhamento!$E26,Detalhamento!O$15)),IF(INDEX(Import.PLE,Detalhamento!$E26,Detalhamento!O$15)<=mediçao,0,OFFSET(Import.PLQ,$A26-1,O$15-1,1,1)),OFFSET(Import.PLQ,$A26-1,O$15-1,1,1))))","v":0},{"$f":"IF(P$13=\"\",0,CHOOSE(Detalhamento.OpçãoServiços,OFFSET(Import.PLQ,$A26-1,P$15-1,1,1),IF(ISNUMBER(INDEX(Import.PLE,Detalhamento!$E26,Detalhamento!P$15)),IF(INDEX(Import.PLE,Detalhamento!$E26,Detalhamento!P$15)<=mediçao,OFFSET(Import.PLQ,$A26-1,P$15-1,1,1),0),0),IF(ISNUMBER(INDEX(Import.PLE,Detalhamento!$E26,Detalhamento!P$15)),IF(INDEX(Import.PLE,Detalhamento!$E26,Detalhamento!P$15)<=mediçao,0,OFFSET(Import.PLQ,$A26-1,P$15-1,1,1)),OFFSET(Import.PLQ,$A26-1,P$15-1,1,1))))","v":0},{"$f":"IF(Q$13=\"\",0,CHOOSE(Detalhamento.OpçãoServiços,OFFSET(Import.PLQ,$A26-1,Q$15-1,1,1),IF(ISNUMBER(INDEX(Import.PLE,Detalhamento!$E26,Detalhamento!Q$15)),IF(INDEX(Import.PLE,Detalhamento!$E26,Detalhamento!Q$15)<=mediçao,OFFSET(Import.PLQ,$A26-1,Q$15-1,1,1),0),0),IF(ISNUMBER(INDEX(Import.PLE,Detalhamento!$E26,Detalhamento!Q$15)),IF(INDEX(Import.PLE,Detalhamento!$E26,Detalhamento!Q$15)<=mediçao,0,OFFSET(Import.PLQ,$A26-1,Q$15-1,1,1)),OFFSET(Import.PLQ,$A26-1,Q$15-1,1,1))))","v":0},{"$f":"IF(R$13=\"\",0,CHOOSE(Detalhamento.OpçãoServiços,OFFSET(Import.PLQ,$A26-1,R$15-1,1,1),IF(ISNUMBER(INDEX(Import.PLE,Detalhamento!$E26,Detalhamento!R$15)),IF(INDEX(Import.PLE,Detalhamento!$E26,Detalhamento!R$15)<=mediçao,OFFSET(Import.PLQ,$A26-1,R$15-1,1,1),0),0),IF(ISNUMBER(INDEX(Import.PLE,Detalhamento!$E26,Detalhamento!R$15)),IF(INDEX(Import.PLE,Detalhamento!$E26,Detalhamento!R$15)<=mediçao,0,OFFSET(Import.PLQ,$A26-1,R$15-1,1,1)),OFFSET(Import.PLQ,$A26-1,R$15-1,1,1))))","v":0},{"$f":"IF(S$13=\"\",0,CHOOSE(Detalhamento.OpçãoServiços,OFFSET(Import.PLQ,$A26-1,S$15-1,1,1),IF(ISNUMBER(INDEX(Import.PLE,Detalhamento!$E26,Detalhamento!S$15)),IF(INDEX(Import.PLE,Detalhamento!$E26,Detalhamento!S$15)<=mediçao,OFFSET(Import.PLQ,$A26-1,S$15-1,1,1),0),0),IF(ISNUMBER(INDEX(Import.PLE,Detalhamento!$E26,Detalhamento!S$15)),IF(INDEX(Import.PLE,Detalhamento!$E26,Detalhamento!S$15)<=mediçao,0,OFFSET(Import.PLQ,$A26-1,S$15-1,1,1)),OFFSET(Import.PLQ,$A26-1,S$15-1,1,1))))","v":0},{"$f":"IF(T$13=\"\",0,CHOOSE(Detalhamento.OpçãoServiços,OFFSET(Import.PLQ,$A26-1,T$15-1,1,1),IF(ISNUMBER(INDEX(Import.PLE,Detalhamento!$E26,Detalhamento!T$15)),IF(INDEX(Import.PLE,Detalhamento!$E26,Detalhamento!T$15)<=mediçao,OFFSET(Import.PLQ,$A26-1,T$15-1,1,1),0),0),IF(ISNUMBER(INDEX(Import.PLE,Detalhamento!$E26,Detalhamento!T$15)),IF(INDEX(Import.PLE,Detalhamento!$E26,Detalhamento!T$15)<=mediçao,0,OFFSET(Import.PLQ,$A26-1,T$15-1,1,1)),OFFSET(Import.PLQ,$A26-1,T$15-1,1,1))))","v":0},{"$f":"IF(U$13=\"\",0,CHOOSE(Detalhamento.OpçãoServiços,OFFSET(Import.PLQ,$A26-1,U$15-1,1,1),IF(ISNUMBER(INDEX(Import.PLE,Detalhamento!$E26,Detalhamento!U$15)),IF(INDEX(Import.PLE,Detalhamento!$E26,Detalhamento!U$15)<=mediçao,OFFSET(Import.PLQ,$A26-1,U$15-1,1,1),0),0),IF(ISNUMBER(INDEX(Import.PLE,Detalhamento!$E26,Detalhamento!U$15)),IF(INDEX(Import.PLE,Detalhamento!$E26,Detalhamento!U$15)<=mediçao,0,OFFSET(Import.PLQ,$A26-1,U$15-1,1,1)),OFFSET(Import.PLQ,$A26-1,U$15-1,1,1))))","v":0},{"$f":"IF(V$13=\"\",0,CHOOSE(Detalhamento.OpçãoServiços,OFFSET(Import.PLQ,$A26-1,V$15-1,1,1),IF(ISNUMBER(INDEX(Import.PLE,Detalhamento!$E26,Detalhamento!V$15)),IF(INDEX(Import.PLE,Detalhamento!$E26,Detalhamento!V$15)<=mediçao,OFFSET(Import.PLQ,$A26-1,V$15-1,1,1),0),0),IF(ISNUMBER(INDEX(Import.PLE,Detalhamento!$E26,Detalhamento!V$15)),IF(INDEX(Import.PLE,Detalhamento!$E26,Detalhamento!V$15)<=mediçao,0,OFFSET(Import.PLQ,$A26-1,V$15-1,1,1)),OFFSET(Import.PLQ,$A26-1,V$15-1,1,1))))","v":0},{"$f":"IF(W$13=\"\",0,CHOOSE(Detalhamento.OpçãoServiços,OFFSET(Import.PLQ,$A26-1,W$15-1,1,1),IF(ISNUMBER(INDEX(Import.PLE,Detalhamento!$E26,Detalhamento!W$15)),IF(INDEX(Import.PLE,Detalhamento!$E26,Detalhamento!W$15)<=mediçao,OFFSET(Import.PLQ,$A26-1,W$15-1,1,1),0),0),IF(ISNUMBER(INDEX(Import.PLE,Detalhamento!$E26,Detalhamento!W$15)),IF(INDEX(Import.PLE,Detalhamento!$E26,Detalhamento!W$15)<=mediçao,0,OFFSET(Import.PLQ,$A26-1,W$15-1,1,1)),OFFSET(Import.PLQ,$A26-1,W$15-1,1,1))))","v":0},{"$f":"IF(X$13=\"\",0,CHOOSE(Detalhamento.OpçãoServiços,OFFSET(Import.PLQ,$A26-1,X$15-1,1,1),IF(ISNUMBER(INDEX(Import.PLE,Detalhamento!$E26,Detalhamento!X$15)),IF(INDEX(Import.PLE,Detalhamento!$E26,Detalhamento!X$15)<=mediçao,OFFSET(Import.PLQ,$A26-1,X$15-1,1,1),0),0),IF(ISNUMBER(INDEX(Import.PLE,Detalhamento!$E26,Detalhamento!X$15)),IF(INDEX(Import.PLE,Detalhamento!$E26,Detalhamento!X$15)<=mediçao,0,OFFSET(Import.PLQ,$A26-1,X$15-1,1,1)),OFFSET(Import.PLQ,$A26-1,X$15-1,1,1))))","v":0},{"$f":"IF(Y$13=\"\",0,CHOOSE(Detalhamento.OpçãoServiços,OFFSET(Import.PLQ,$A26-1,Y$15-1,1,1),IF(ISNUMBER(INDEX(Import.PLE,Detalhamento!$E26,Detalhamento!Y$15)),IF(INDEX(Import.PLE,Detalhamento!$E26,Detalhamento!Y$15)<=mediçao,OFFSET(Import.PLQ,$A26-1,Y$15-1,1,1),0),0),IF(ISNUMBER(INDEX(Import.PLE,Detalhamento!$E26,Detalhamento!Y$15)),IF(INDEX(Import.PLE,Detalhamento!$E26,Detalhamento!Y$15)<=mediçao,0,OFFSET(Import.PLQ,$A26-1,Y$15-1,1,1)),OFFSET(Import.PLQ,$A26-1,Y$15-1,1,1))))","v":0},{"$f":"IF(Z$13=\"\",0,CHOOSE(Detalhamento.OpçãoServiços,OFFSET(Import.PLQ,$A26-1,Z$15-1,1,1),IF(ISNUMBER(INDEX(Import.PLE,Detalhamento!$E26,Detalhamento!Z$15)),IF(INDEX(Import.PLE,Detalhamento!$E26,Detalhamento!Z$15)<=mediçao,OFFSET(Import.PLQ,$A26-1,Z$15-1,1,1),0),0),IF(ISNUMBER(INDEX(Import.PLE,Detalhamento!$E26,Detalhamento!Z$15)),IF(INDEX(Import.PLE,Detalhamento!$E26,Detalhamento!Z$15)<=mediçao,0,OFFSET(Import.PLQ,$A26-1,Z$15-1,1,1)),OFFSET(Import.PLQ,$A26-1,Z$15-1,1,1))))","v":0},{"$f":"IF(AA$13=\"\",0,CHOOSE(Detalhamento.OpçãoServiços,OFFSET(Import.PLQ,$A26-1,AA$15-1,1,1),IF(ISNUMBER(INDEX(Import.PLE,Detalhamento!$E26,Detalhamento!AA$15)),IF(INDEX(Import.PLE,Detalhamento!$E26,Detalhamento!AA$15)<=mediçao,OFFSET(Import.PLQ,$A26-1,AA$15-1,1,1),0),0),IF(ISNUMBER(INDEX(Import.PLE,Detalhamento!$E26,Detalhamento!AA$15)),IF(INDEX(Import.PLE,Detalhamento!$E26,Detalhamento!AA$15)<=mediçao,0,OFFSET(Import.PLQ,$A26-1,AA$15-1,1,1)),OFFSET(Import.PLQ,$A26-1,AA$15-1,1,1))))","v":0},{"$f":"IF(AB$13=\"\",0,CHOOSE(Detalhamento.OpçãoServiços,OFFSET(Import.PLQ,$A26-1,AB$15-1,1,1),IF(ISNUMBER(INDEX(Import.PLE,Detalhamento!$E26,Detalhamento!AB$15)),IF(INDEX(Import.PLE,Detalhamento!$E26,Detalhamento!AB$15)<=mediçao,OFFSET(Import.PLQ,$A26-1,AB$15-1,1,1),0),0),IF(ISNUMBER(INDEX(Import.PLE,Detalhamento!$E26,Detalhamento!AB$15)),IF(INDEX(Import.PLE,Detalhamento!$E26,Detalhamento!AB$15)<=mediçao,0,OFFSET(Import.PLQ,$A26-1,AB$15-1,1,1)),OFFSET(Import.PLQ,$A26-1,AB$15-1,1,1))))","v":0},{"$f":"IF(AC$13=\"\",0,CHOOSE(Detalhamento.OpçãoServiços,OFFSET(Import.PLQ,$A26-1,AC$15-1,1,1),IF(ISNUMBER(INDEX(Import.PLE,Detalhamento!$E26,Detalhamento!AC$15)),IF(INDEX(Import.PLE,Detalhamento!$E26,Detalhamento!AC$15)<=mediçao,OFFSET(Import.PLQ,$A26-1,AC$15-1,1,1),0),0),IF(ISNUMBER(INDEX(Import.PLE,Detalhamento!$E26,Detalhamento!AC$15)),IF(INDEX(Import.PLE,Detalhamento!$E26,Detalhamento!AC$15)<=mediçao,0,OFFSET(Import.PLQ,$A26-1,AC$15-1,1,1)),OFFSET(Import.PLQ,$A26-1,AC$15-1,1,1))))","v":0},{"$f":"IF(AD$13=\"\",0,CHOOSE(Detalhamento.OpçãoServiços,OFFSET(Import.PLQ,$A26-1,AD$15-1,1,1),IF(ISNUMBER(INDEX(Import.PLE,Detalhamento!$E26,Detalhamento!AD$15)),IF(INDEX(Import.PLE,Detalhamento!$E26,Detalhamento!AD$15)<=mediçao,OFFSET(Import.PLQ,$A26-1,AD$15-1,1,1),0),0),IF(ISNUMBER(INDEX(Import.PLE,Detalhamento!$E26,Detalhamento!AD$15)),IF(INDEX(Import.PLE,Detalhamento!$E26,Detalhamento!AD$15)<=mediçao,0,OFFSET(Import.PLQ,$A26-1,AD$15-1,1,1)),OFFSET(Import.PLQ,$A26-1,AD$15-1,1,1))))","v":0},{"$f":"IF(AE$13=\"\",0,CHOOSE(Detalhamento.OpçãoServiços,OFFSET(Import.PLQ,$A26-1,AE$15-1,1,1),IF(ISNUMBER(INDEX(Import.PLE,Detalhamento!$E26,Detalhamento!AE$15)),IF(INDEX(Import.PLE,Detalhamento!$E26,Detalhamento!AE$15)<=mediçao,OFFSET(Import.PLQ,$A26-1,AE$15-1,1,1),0),0),IF(ISNUMBER(INDEX(Import.PLE,Detalhamento!$E26,Detalhamento!AE$15)),IF(INDEX(Import.PLE,Detalhamento!$E26,Detalhamento!AE$15)<=mediçao,0,OFFSET(Import.PLQ,$A26-1,AE$15-1,1,1)),OFFSET(Import.PLQ,$A26-1,AE$15-1,1,1))))","v":0},{"$f":"IF(AF$13=\"\",0,CHOOSE(Detalhamento.OpçãoServiços,OFFSET(Import.PLQ,$A26-1,AF$15-1,1,1),IF(ISNUMBER(INDEX(Import.PLE,Detalhamento!$E26,Detalhamento!AF$15)),IF(INDEX(Import.PLE,Detalhamento!$E26,Detalhamento!AF$15)<=mediçao,OFFSET(Import.PLQ,$A26-1,AF$15-1,1,1),0),0),IF(ISNUMBER(INDEX(Import.PLE,Detalhamento!$E26,Detalhamento!AF$15)),IF(INDEX(Import.PLE,Detalhamento!$E26,Detalhamento!AF$15)<=mediçao,0,OFFSET(Import.PLQ,$A26-1,AF$15-1,1,1)),OFFSET(Import.PLQ,$A26-1,AF$15-1,1,1))))","v":0},{"$f":"IF(AG$13=\"\",0,CHOOSE(Detalhamento.OpçãoServiços,OFFSET(Import.PLQ,$A26-1,AG$15-1,1,1),IF(ISNUMBER(INDEX(Import.PLE,Detalhamento!$E26,Detalhamento!AG$15)),IF(INDEX(Import.PLE,Detalhamento!$E26,Detalhamento!AG$15)<=mediçao,OFFSET(Import.PLQ,$A26-1,AG$15-1,1,1),0),0),IF(ISNUMBER(INDEX(Import.PLE,Detalhamento!$E26,Detalhamento!AG$15)),IF(INDEX(Import.PLE,Detalhamento!$E26,Detalhamento!AG$15)<=mediçao,0,OFFSET(Import.PLQ,$A26-1,AG$15-1,1,1)),OFFSET(Import.PLQ,$A26-1,AG$15-1,1,1))))","v":0},{"$f":"IF(AH$13=\"\",0,CHOOSE(Detalhamento.OpçãoServiços,OFFSET(Import.PLQ,$A26-1,AH$15-1,1,1),IF(ISNUMBER(INDEX(Import.PLE,Detalhamento!$E26,Detalhamento!AH$15)),IF(INDEX(Import.PLE,Detalhamento!$E26,Detalhamento!AH$15)<=mediçao,OFFSET(Import.PLQ,$A26-1,AH$15-1,1,1),0),0),IF(ISNUMBER(INDEX(Import.PLE,Detalhamento!$E26,Detalhamento!AH$15)),IF(INDEX(Import.PLE,Detalhamento!$E26,Detalhamento!AH$15)<=mediçao,0,OFFSET(Import.PLQ,$A26-1,AH$15-1,1,1)),OFFSET(Import.PLQ,$A26-1,AH$15-1,1,1))))","v":0},{"$f":"IF(AI$13=\"\",0,CHOOSE(Detalhamento.OpçãoServiços,OFFSET(Import.PLQ,$A26-1,AI$15-1,1,1),IF(ISNUMBER(INDEX(Import.PLE,Detalhamento!$E26,Detalhamento!AI$15)),IF(INDEX(Import.PLE,Detalhamento!$E26,Detalhamento!AI$15)<=mediçao,OFFSET(Import.PLQ,$A26-1,AI$15-1,1,1),0),0),IF(ISNUMBER(INDEX(Import.PLE,Detalhamento!$E26,Detalhamento!AI$15)),IF(INDEX(Import.PLE,Detalhamento!$E26,Detalhamento!AI$15)<=mediçao,0,OFFSET(Import.PLQ,$A26-1,AI$15-1,1,1)),OFFSET(Import.PLQ,$A26-1,AI$15-1,1,1))))","v":0},{"$f":"IF(AJ$13=\"\",0,CHOOSE(Detalhamento.OpçãoServiços,OFFSET(Import.PLQ,$A26-1,AJ$15-1,1,1),IF(ISNUMBER(INDEX(Import.PLE,Detalhamento!$E26,Detalhamento!AJ$15)),IF(INDEX(Import.PLE,Detalhamento!$E26,Detalhamento!AJ$15)<=mediçao,OFFSET(Import.PLQ,$A26-1,AJ$15-1,1,1),0),0),IF(ISNUMBER(INDEX(Import.PLE,Detalhamento!$E26,Detalhamento!AJ$15)),IF(INDEX(Import.PLE,Detalhamento!$E26,Detalhamento!AJ$15)<=mediçao,0,OFFSET(Import.PLQ,$A26-1,AJ$15-1,1,1)),OFFSET(Import.PLQ,$A26-1,AJ$15-1,1,1))))","v":0},{"$f":"IF(AK$13=\"\",0,CHOOSE(Detalhamento.OpçãoServiços,OFFSET(Import.PLQ,$A26-1,AK$15-1,1,1),IF(ISNUMBER(INDEX(Import.PLE,Detalhamento!$E26,Detalhamento!AK$15)),IF(INDEX(Import.PLE,Detalhamento!$E26,Detalhamento!AK$15)<=mediçao,OFFSET(Import.PLQ,$A26-1,AK$15-1,1,1),0),0),IF(ISNUMBER(INDEX(Import.PLE,Detalhamento!$E26,Detalhamento!AK$15)),IF(INDEX(Import.PLE,Detalhamento!$E26,Detalhamento!AK$15)<=mediçao,0,OFFSET(Import.PLQ,$A26-1,AK$15-1,1,1)),OFFSET(Import.PLQ,$A26-1,AK$15-1,1,1))))","v":0},{"$f":"IF(AL$13=\"\",0,CHOOSE(Detalhamento.OpçãoServiços,OFFSET(Import.PLQ,$A26-1,AL$15-1,1,1),IF(ISNUMBER(INDEX(Import.PLE,Detalhamento!$E26,Detalhamento!AL$15)),IF(INDEX(Import.PLE,Detalhamento!$E26,Detalhamento!AL$15)<=mediçao,OFFSET(Import.PLQ,$A26-1,AL$15-1,1,1),0),0),IF(ISNUMBER(INDEX(Import.PLE,Detalhamento!$E26,Detalhamento!AL$15)),IF(INDEX(Import.PLE,Detalhamento!$E26,Detalhamento!AL$15)<=mediçao,0,OFFSET(Import.PLQ,$A26-1,AL$15-1,1,1)),OFFSET(Import.PLQ,$A26-1,AL$15-1,1,1))))","v":0},{"$f":"IF(AM$13=\"\",0,CHOOSE(Detalhamento.OpçãoServiços,OFFSET(Import.PLQ,$A26-1,AM$15-1,1,1),IF(ISNUMBER(INDEX(Import.PLE,Detalhamento!$E26,Detalhamento!AM$15)),IF(INDEX(Import.PLE,Detalhamento!$E26,Detalhamento!AM$15)<=mediçao,OFFSET(Import.PLQ,$A26-1,AM$15-1,1,1),0),0),IF(ISNUMBER(INDEX(Import.PLE,Detalhamento!$E26,Detalhamento!AM$15)),IF(INDEX(Import.PLE,Detalhamento!$E26,Detalhamento!AM$15)<=mediçao,0,OFFSET(Import.PLQ,$A26-1,AM$15-1,1,1)),OFFSET(Import.PLQ,$A26-1,AM$15-1,1,1))))","v":0},{"$f":"IF(AN$13=\"\",0,CHOOSE(Detalhamento.OpçãoServiços,OFFSET(Import.PLQ,$A26-1,AN$15-1,1,1),IF(ISNUMBER(INDEX(Import.PLE,Detalhamento!$E26,Detalhamento!AN$15)),IF(INDEX(Import.PLE,Detalhamento!$E26,Detalhamento!AN$15)<=mediçao,OFFSET(Import.PLQ,$A26-1,AN$15-1,1,1),0),0),IF(ISNUMBER(INDEX(Import.PLE,Detalhamento!$E26,Detalhamento!AN$15)),IF(INDEX(Import.PLE,Detalhamento!$E26,Detalhamento!AN$15)<=mediçao,0,OFFSET(Import.PLQ,$A26-1,AN$15-1,1,1)),OFFSET(Import.PLQ,$A26-1,AN$15-1,1,1))))","v":0},{"$f":"IF(AO$13=\"\",0,CHOOSE(Detalhamento.OpçãoServiços,OFFSET(Import.PLQ,$A26-1,AO$15-1,1,1),IF(ISNUMBER(INDEX(Import.PLE,Detalhamento!$E26,Detalhamento!AO$15)),IF(INDEX(Import.PLE,Detalhamento!$E26,Detalhamento!AO$15)<=mediçao,OFFSET(Import.PLQ,$A26-1,AO$15-1,1,1),0),0),IF(ISNUMBER(INDEX(Import.PLE,Detalhamento!$E26,Detalhamento!AO$15)),IF(INDEX(Import.PLE,Detalhamento!$E26,Detalhamento!AO$15)<=mediçao,0,OFFSET(Import.PLQ,$A26-1,AO$15-1,1,1)),OFFSET(Import.PLQ,$A26-1,AO$15-1,1,1))))","v":0},{"$f":"IF(AP$13=\"\",0,CHOOSE(Detalhamento.OpçãoServiços,OFFSET(Import.PLQ,$A26-1,AP$15-1,1,1),IF(ISNUMBER(INDEX(Import.PLE,Detalhamento!$E26,Detalhamento!AP$15)),IF(INDEX(Import.PLE,Detalhamento!$E26,Detalhamento!AP$15)<=mediçao,OFFSET(Import.PLQ,$A26-1,AP$15-1,1,1),0),0),IF(ISNUMBER(INDEX(Import.PLE,Detalhamento!$E26,Detalhamento!AP$15)),IF(INDEX(Import.PLE,Detalhamento!$E26,Detalhamento!AP$15)<=mediçao,0,OFFSET(Import.PLQ,$A26-1,AP$15-1,1,1)),OFFSET(Import.PLQ,$A26-1,AP$15-1,1,1))))","v":0},{"$f":"IF(AQ$13=\"\",0,CHOOSE(Detalhamento.OpçãoServiços,OFFSET(Import.PLQ,$A26-1,AQ$15-1,1,1),IF(ISNUMBER(INDEX(Import.PLE,Detalhamento!$E26,Detalhamento!AQ$15)),IF(INDEX(Import.PLE,Detalhamento!$E26,Detalhamento!AQ$15)<=mediçao,OFFSET(Import.PLQ,$A26-1,AQ$15-1,1,1),0),0),IF(ISNUMBER(INDEX(Import.PLE,Detalhamento!$E26,Detalhamento!AQ$15)),IF(INDEX(Import.PLE,Detalhamento!$E26,Detalhamento!AQ$15)<=mediçao,0,OFFSET(Import.PLQ,$A26-1,AQ$15-1,1,1)),OFFSET(Import.PLQ,$A26-1,AQ$15-1,1,1))))","v":0},{"$f":"IF(AR$13=\"\",0,CHOOSE(Detalhamento.OpçãoServiços,OFFSET(Import.PLQ,$A26-1,AR$15-1,1,1),IF(ISNUMBER(INDEX(Import.PLE,Detalhamento!$E26,Detalhamento!AR$15)),IF(INDEX(Import.PLE,Detalhamento!$E26,Detalhamento!AR$15)<=mediçao,OFFSET(Import.PLQ,$A26-1,AR$15-1,1,1),0),0),IF(ISNUMBER(INDEX(Import.PLE,Detalhamento!$E26,Detalhamento!AR$15)),IF(INDEX(Import.PLE,Detalhamento!$E26,Detalhamento!AR$15)<=mediçao,0,OFFSET(Import.PLQ,$A26-1,AR$15-1,1,1)),OFFSET(Import.PLQ,$A26-1,AR$15-1,1,1))))","v":0},{"$f":"IF(AS$13=\"\",0,CHOOSE(Detalhamento.OpçãoServiços,OFFSET(Import.PLQ,$A26-1,AS$15-1,1,1),IF(ISNUMBER(INDEX(Import.PLE,Detalhamento!$E26,Detalhamento!AS$15)),IF(INDEX(Import.PLE,Detalhamento!$E26,Detalhamento!AS$15)<=mediçao,OFFSET(Import.PLQ,$A26-1,AS$15-1,1,1),0),0),IF(ISNUMBER(INDEX(Import.PLE,Detalhamento!$E26,Detalhamento!AS$15)),IF(INDEX(Import.PLE,Detalhamento!$E26,Detalhamento!AS$15)<=mediçao,0,OFFSET(Import.PLQ,$A26-1,AS$15-1,1,1)),OFFSET(Import.PLQ,$A26-1,AS$15-1,1,1))))","v":0},{"$f":"IF(AT$13=\"\",0,CHOOSE(Detalhamento.OpçãoServiços,OFFSET(Import.PLQ,$A26-1,AT$15-1,1,1),IF(ISNUMBER(INDEX(Import.PLE,Detalhamento!$E26,Detalhamento!AT$15)),IF(INDEX(Import.PLE,Detalhamento!$E26,Detalhamento!AT$15)<=mediçao,OFFSET(Import.PLQ,$A26-1,AT$15-1,1,1),0),0),IF(ISNUMBER(INDEX(Import.PLE,Detalhamento!$E26,Detalhamento!AT$15)),IF(INDEX(Import.PLE,Detalhamento!$E26,Detalhamento!AT$15)<=mediçao,0,OFFSET(Import.PLQ,$A26-1,AT$15-1,1,1)),OFFSET(Import.PLQ,$A26-1,AT$15-1,1,1))))","v":0},{"$f":"IF(AU$13=\"\",0,CHOOSE(Detalhamento.OpçãoServiços,OFFSET(Import.PLQ,$A26-1,AU$15-1,1,1),IF(ISNUMBER(INDEX(Import.PLE,Detalhamento!$E26,Detalhamento!AU$15)),IF(INDEX(Import.PLE,Detalhamento!$E26,Detalhamento!AU$15)<=mediçao,OFFSET(Import.PLQ,$A26-1,AU$15-1,1,1),0),0),IF(ISNUMBER(INDEX(Import.PLE,Detalhamento!$E26,Detalhamento!AU$15)),IF(INDEX(Import.PLE,Detalhamento!$E26,Detalhamento!AU$15)<=mediçao,0,OFFSET(Import.PLQ,$A26-1,AU$15-1,1,1)),OFFSET(Import.PLQ,$A26-1,AU$15-1,1,1))))","v":0},{"$f":"IF(AV$13=\"\",0,CHOOSE(Detalhamento.OpçãoServiços,OFFSET(Import.PLQ,$A26-1,AV$15-1,1,1),IF(ISNUMBER(INDEX(Import.PLE,Detalhamento!$E26,Detalhamento!AV$15)),IF(INDEX(Import.PLE,Detalhamento!$E26,Detalhamento!AV$15)<=mediçao,OFFSET(Import.PLQ,$A26-1,AV$15-1,1,1),0),0),IF(ISNUMBER(INDEX(Import.PLE,Detalhamento!$E26,Detalhamento!AV$15)),IF(INDEX(Import.PLE,Detalhamento!$E26,Detalhamento!AV$15)<=mediçao,0,OFFSET(Import.PLQ,$A26-1,AV$15-1,1,1)),OFFSET(Import.PLQ,$A26-1,AV$15-1,1,1))))","v":0},{"$f":"IF(AW$13=\"\",0,CHOOSE(Detalhamento.OpçãoServiços,OFFSET(Import.PLQ,$A26-1,AW$15-1,1,1),IF(ISNUMBER(INDEX(Import.PLE,Detalhamento!$E26,Detalhamento!AW$15)),IF(INDEX(Import.PLE,Detalhamento!$E26,Detalhamento!AW$15)<=mediçao,OFFSET(Import.PLQ,$A26-1,AW$15-1,1,1),0),0),IF(ISNUMBER(INDEX(Import.PLE,Detalhamento!$E26,Detalhamento!AW$15)),IF(INDEX(Import.PLE,Detalhamento!$E26,Detalhamento!AW$15)<=mediçao,0,OFFSET(Import.PLQ,$A26-1,AW$15-1,1,1)),OFFSET(Import.PLQ,$A26-1,AW$15-1,1,1))))","v":0},{"$f":"IF(AX$13=\"\",0,CHOOSE(Detalhamento.OpçãoServiços,OFFSET(Import.PLQ,$A26-1,AX$15-1,1,1),IF(ISNUMBER(INDEX(Import.PLE,Detalhamento!$E26,Detalhamento!AX$15)),IF(INDEX(Import.PLE,Detalhamento!$E26,Detalhamento!AX$15)<=mediçao,OFFSET(Import.PLQ,$A26-1,AX$15-1,1,1),0),0),IF(ISNUMBER(INDEX(Import.PLE,Detalhamento!$E26,Detalhamento!AX$15)),IF(INDEX(Import.PLE,Detalhamento!$E26,Detalhamento!AX$15)<=mediçao,0,OFFSET(Import.PLQ,$A26-1,AX$15-1,1,1)),OFFSET(Import.PLQ,$A26-1,AX$15-1,1,1))))","v":0},{"$f":"IF(AY$13=\"\",0,CHOOSE(Detalhamento.OpçãoServiços,OFFSET(Import.PLQ,$A26-1,AY$15-1,1,1),IF(ISNUMBER(INDEX(Import.PLE,Detalhamento!$E26,Detalhamento!AY$15)),IF(INDEX(Import.PLE,Detalhamento!$E26,Detalhamento!AY$15)<=mediçao,OFFSET(Import.PLQ,$A26-1,AY$15-1,1,1),0),0),IF(ISNUMBER(INDEX(Import.PLE,Detalhamento!$E26,Detalhamento!AY$15)),IF(INDEX(Import.PLE,Detalhamento!$E26,Detalhamento!AY$15)<=mediçao,0,OFFSET(Import.PLQ,$A26-1,AY$15-1,1,1)),OFFSET(Import.PLQ,$A26-1,AY$15-1,1,1))))","v":0},{"$f":"IF(AZ$13=\"\",0,CHOOSE(Detalhamento.OpçãoServiços,OFFSET(Import.PLQ,$A26-1,AZ$15-1,1,1),IF(ISNUMBER(INDEX(Import.PLE,Detalhamento!$E26,Detalhamento!AZ$15)),IF(INDEX(Import.PLE,Detalhamento!$E26,Detalhamento!AZ$15)<=mediçao,OFFSET(Import.PLQ,$A26-1,AZ$15-1,1,1),0),0),IF(ISNUMBER(INDEX(Import.PLE,Detalhamento!$E26,Detalhamento!AZ$15)),IF(INDEX(Import.PLE,Detalhamento!$E26,Detalhamento!AZ$15)<=mediçao,0,OFFSET(Import.PLQ,$A26-1,AZ$15-1,1,1)),OFFSET(Import.PLQ,$A26-1,AZ$15-1,1,1))))","v":0},{"$f":"IF(BA$13=\"\",0,CHOOSE(Detalhamento.OpçãoServiços,OFFSET(Import.PLQ,$A26-1,BA$15-1,1,1),IF(ISNUMBER(INDEX(Import.PLE,Detalhamento!$E26,Detalhamento!BA$15)),IF(INDEX(Import.PLE,Detalhamento!$E26,Detalhamento!BA$15)<=mediçao,OFFSET(Import.PLQ,$A26-1,BA$15-1,1,1),0),0),IF(ISNUMBER(INDEX(Import.PLE,Detalhamento!$E26,Detalhamento!BA$15)),IF(INDEX(Import.PLE,Detalhamento!$E26,Detalhamento!BA$15)<=mediçao,0,OFFSET(Import.PLQ,$A26-1,BA$15-1,1,1)),OFFSET(Import.PLQ,$A26-1,BA$15-1,1,1))))","v":0},{"$f":"IF(BB$13=\"\",0,CHOOSE(Detalhamento.OpçãoServiços,OFFSET(Import.PLQ,$A26-1,BB$15-1,1,1),IF(ISNUMBER(INDEX(Import.PLE,Detalhamento!$E26,Detalhamento!BB$15)),IF(INDEX(Import.PLE,Detalhamento!$E26,Detalhamento!BB$15)<=mediçao,OFFSET(Import.PLQ,$A26-1,BB$15-1,1,1),0),0),IF(ISNUMBER(INDEX(Import.PLE,Detalhamento!$E26,Detalhamento!BB$15)),IF(INDEX(Import.PLE,Detalhamento!$E26,Detalhamento!BB$15)<=mediçao,0,OFFSET(Import.PLQ,$A26-1,BB$15-1,1,1)),OFFSET(Import.PLQ,$A26-1,BB$15-1,1,1))))","v":0},{"$f":"IF(BC$13=\"\",0,CHOOSE(Detalhamento.OpçãoServiços,OFFSET(Import.PLQ,$A26-1,BC$15-1,1,1),IF(ISNUMBER(INDEX(Import.PLE,Detalhamento!$E26,Detalhamento!BC$15)),IF(INDEX(Import.PLE,Detalhamento!$E26,Detalhamento!BC$15)<=mediçao,OFFSET(Import.PLQ,$A26-1,BC$15-1,1,1),0),0),IF(ISNUMBER(INDEX(Import.PLE,Detalhamento!$E26,Detalhamento!BC$15)),IF(INDEX(Import.PLE,Detalhamento!$E26,Detalhamento!BC$15)<=mediçao,0,OFFSET(Import.PLQ,$A26-1,BC$15-1,1,1)),OFFSET(Import.PLQ,$A26-1,BC$15-1,1,1))))","v":0},{"$f":"IF(BD$13=\"\",0,CHOOSE(Detalhamento.OpçãoServiços,OFFSET(Import.PLQ,$A26-1,BD$15-1,1,1),IF(ISNUMBER(INDEX(Import.PLE,Detalhamento!$E26,Detalhamento!BD$15)),IF(INDEX(Import.PLE,Detalhamento!$E26,Detalhamento!BD$15)<=mediçao,OFFSET(Import.PLQ,$A26-1,BD$15-1,1,1),0),0),IF(ISNUMBER(INDEX(Import.PLE,Detalhamento!$E26,Detalhamento!BD$15)),IF(INDEX(Import.PLE,Detalhamento!$E26,Detalhamento!BD$15)<=mediçao,0,OFFSET(Import.PLQ,$A26-1,BD$15-1,1,1)),OFFSET(Import.PLQ,$A26-1,BD$15-1,1,1))))","v":0},{"$f":"IF(BE$13=\"\",0,CHOOSE(Detalhamento.OpçãoServiços,OFFSET(Import.PLQ,$A26-1,BE$15-1,1,1),IF(ISNUMBER(INDEX(Import.PLE,Detalhamento!$E26,Detalhamento!BE$15)),IF(INDEX(Import.PLE,Detalhamento!$E26,Detalhamento!BE$15)<=mediçao,OFFSET(Import.PLQ,$A26-1,BE$15-1,1,1),0),0),IF(ISNUMBER(INDEX(Import.PLE,Detalhamento!$E26,Detalhamento!BE$15)),IF(INDEX(Import.PLE,Detalhamento!$E26,Detalhamento!BE$15)<=mediçao,0,OFFSET(Import.PLQ,$A26-1,BE$15-1,1,1)),OFFSET(Import.PLQ,$A26-1,BE$15-1,1,1))))","v":0},{"$f":"IF(BF$13=\"\",0,CHOOSE(Detalhamento.OpçãoServiços,OFFSET(Import.PLQ,$A26-1,BF$15-1,1,1),IF(ISNUMBER(INDEX(Import.PLE,Detalhamento!$E26,Detalhamento!BF$15)),IF(INDEX(Import.PLE,Detalhamento!$E26,Detalhamento!BF$15)<=mediçao,OFFSET(Import.PLQ,$A26-1,BF$15-1,1,1),0),0),IF(ISNUMBER(INDEX(Import.PLE,Detalhamento!$E26,Detalhamento!BF$15)),IF(INDEX(Import.PLE,Detalhamento!$E26,Detalhamento!BF$15)<=mediçao,0,OFFSET(Import.PLQ,$A26-1,BF$15-1,1,1)),OFFSET(Import.PLQ,$A26-1,BF$15-1,1,1))))","v":0},{"$f":"IF(BG$13=\"\",0,CHOOSE(Detalhamento.OpçãoServiços,OFFSET(Import.PLQ,$A26-1,BG$15-1,1,1),IF(ISNUMBER(INDEX(Import.PLE,Detalhamento!$E26,Detalhamento!BG$15)),IF(INDEX(Import.PLE,Detalhamento!$E26,Detalhamento!BG$15)<=mediçao,OFFSET(Import.PLQ,$A26-1,BG$15-1,1,1),0),0),IF(ISNUMBER(INDEX(Import.PLE,Detalhamento!$E26,Detalhamento!BG$15)),IF(INDEX(Import.PLE,Detalhamento!$E26,Detalhamento!BG$15)<=mediçao,0,OFFSET(Import.PLQ,$A26-1,BG$15-1,1,1)),OFFSET(Import.PLQ,$A26-1,BG$15-1,1,1))))","v":0},{"$f":"IF(BH$13=\"\",0,CHOOSE(Detalhamento.OpçãoServiços,OFFSET(Import.PLQ,$A26-1,BH$15-1,1,1),IF(ISNUMBER(INDEX(Import.PLE,Detalhamento!$E26,Detalhamento!BH$15)),IF(INDEX(Import.PLE,Detalhamento!$E26,Detalhamento!BH$15)<=mediçao,OFFSET(Import.PLQ,$A26-1,BH$15-1,1,1),0),0),IF(ISNUMBER(INDEX(Import.PLE,Detalhamento!$E26,Detalhamento!BH$15)),IF(INDEX(Import.PLE,Detalhamento!$E26,Detalhamento!BH$15)<=mediçao,0,OFFSET(Import.PLQ,$A26-1,BH$15-1,1,1)),OFFSET(Import.PLQ,$A26-1,BH$15-1,1,1))))","v":0},{"$f":"IF(BI$13=\"\",0,CHOOSE(Detalhamento.OpçãoServiços,OFFSET(Import.PLQ,$A26-1,BI$15-1,1,1),IF(ISNUMBER(INDEX(Import.PLE,Detalhamento!$E26,Detalhamento!BI$15)),IF(INDEX(Import.PLE,Detalhamento!$E26,Detalhamento!BI$15)<=mediçao,OFFSET(Import.PLQ,$A26-1,BI$15-1,1,1),0),0),IF(ISNUMBER(INDEX(Import.PLE,Detalhamento!$E26,Detalhamento!BI$15)),IF(INDEX(Import.PLE,Detalhamento!$E26,Detalhamento!BI$15)<=mediçao,0,OFFSET(Import.PLQ,$A26-1,BI$15-1,1,1)),OFFSET(Import.PLQ,$A26-1,BI$15-1,1,1))))","v":0}]
[8,"Serviço",null,null,2,20008,"1.2.2.","REATERRO MANUAL DE VALAS COM COMPACTAÇÃO MECANIZADA","M3",45.53,null,{"$f":"IF(L$13=\"\",0,CHOOSE(Detalhamento.OpçãoServiços,OFFSET(Import.PLQ,$A27-1,L$15-1,1,1),IF(ISNUMBER(INDEX(Import.PLE,Detalhamento!$E27,Detalhamento!L$15)),IF(INDEX(Import.PLE,Detalhamento!$E27,Detalhamento!L$15)<=mediçao,OFFSET(Import.PLQ,$A27-1,L$15-1,1,1),0),0),IF(ISNUMBER(INDEX(Import.PLE,Detalhamento!$E27,Detalhamento!L$15)),IF(INDEX(Import.PLE,Detalhamento!$E27,Detalhamento!L$15)<=mediçao,0,OFFSET(Import.PLQ,$A27-1,L$15-1,1,1)),OFFSET(Import.PLQ,$A27-1,L$15-1,1,1))))","v":45.53},{"$f":"IF(M$13=\"\",0,CHOOSE(Detalhamento.OpçãoServiços,OFFSET(Import.PLQ,$A27-1,M$15-1,1,1),IF(ISNUMBER(INDEX(Import.PLE,Detalhamento!$E27,Detalhamento!M$15)),IF(INDEX(Import.PLE,Detalhamento!$E27,Detalhamento!M$15)<=mediçao,OFFSET(Import.PLQ,$A27-1,M$15-1,1,1),0),0),IF(ISNUMBER(INDEX(Import.PLE,Detalhamento!$E27,Detalhamento!M$15)),IF(INDEX(Import.PLE,Detalhamento!$E27,Detalhamento!M$15)<=mediçao,0,OFFSET(Import.PLQ,$A27-1,M$15-1,1,1)),OFFSET(Import.PLQ,$A27-1,M$15-1,1,1))))","v":0},{"$f":"IF(N$13=\"\",0,CHOOSE(Detalhamento.OpçãoServiços,OFFSET(Import.PLQ,$A27-1,N$15-1,1,1),IF(ISNUMBER(INDEX(Import.PLE,Detalhamento!$E27,Detalhamento!N$15)),IF(INDEX(Import.PLE,Detalhamento!$E27,Detalhamento!N$15)<=mediçao,OFFSET(Import.PLQ,$A27-1,N$15-1,1,1),0),0),IF(ISNUMBER(INDEX(Import.PLE,Detalhamento!$E27,Detalhamento!N$15)),IF(INDEX(Import.PLE,Detalhamento!$E27,Detalhamento!N$15)<=mediçao,0,OFFSET(Import.PLQ,$A27-1,N$15-1,1,1)),OFFSET(Import.PLQ,$A27-1,N$15-1,1,1))))","v":0},{"$f":"IF(O$13=\"\",0,CHOOSE(Detalhamento.OpçãoServiços,OFFSET(Import.PLQ,$A27-1,O$15-1,1,1),IF(ISNUMBER(INDEX(Import.PLE,Detalhamento!$E27,Detalhamento!O$15)),IF(INDEX(Import.PLE,Detalhamento!$E27,Detalhamento!O$15)<=mediçao,OFFSET(Import.PLQ,$A27-1,O$15-1,1,1),0),0),IF(ISNUMBER(INDEX(Import.PLE,Detalhamento!$E27,Detalhamento!O$15)),IF(INDEX(Import.PLE,Detalhamento!$E27,Detalhamento!O$15)<=mediçao,0,OFFSET(Import.PLQ,$A27-1,O$15-1,1,1)),OFFSET(Import.PLQ,$A27-1,O$15-1,1,1))))","v":0},{"$f":"IF(P$13=\"\",0,CHOOSE(Detalhamento.OpçãoServiços,OFFSET(Import.PLQ,$A27-1,P$15-1,1,1),IF(ISNUMBER(INDEX(Import.PLE,Detalhamento!$E27,Detalhamento!P$15)),IF(INDEX(Import.PLE,Detalhamento!$E27,Detalhamento!P$15)<=mediçao,OFFSET(Import.PLQ,$A27-1,P$15-1,1,1),0),0),IF(ISNUMBER(INDEX(Import.PLE,Detalhamento!$E27,Detalhamento!P$15)),IF(INDEX(Import.PLE,Detalhamento!$E27,Detalhamento!P$15)<=mediçao,0,OFFSET(Import.PLQ,$A27-1,P$15-1,1,1)),OFFSET(Import.PLQ,$A27-1,P$15-1,1,1))))","v":0},{"$f":"IF(Q$13=\"\",0,CHOOSE(Detalhamento.OpçãoServiços,OFFSET(Import.PLQ,$A27-1,Q$15-1,1,1),IF(ISNUMBER(INDEX(Import.PLE,Detalhamento!$E27,Detalhamento!Q$15)),IF(INDEX(Import.PLE,Detalhamento!$E27,Detalhamento!Q$15)<=mediçao,OFFSET(Import.PLQ,$A27-1,Q$15-1,1,1),0),0),IF(ISNUMBER(INDEX(Import.PLE,Detalhamento!$E27,Detalhamento!Q$15)),IF(INDEX(Import.PLE,Detalhamento!$E27,Detalhamento!Q$15)<=mediçao,0,OFFSET(Import.PLQ,$A27-1,Q$15-1,1,1)),OFFSET(Import.PLQ,$A27-1,Q$15-1,1,1))))","v":0},{"$f":"IF(R$13=\"\",0,CHOOSE(Detalhamento.OpçãoServiços,OFFSET(Import.PLQ,$A27-1,R$15-1,1,1),IF(ISNUMBER(INDEX(Import.PLE,Detalhamento!$E27,Detalhamento!R$15)),IF(INDEX(Import.PLE,Detalhamento!$E27,Detalhamento!R$15)<=mediçao,OFFSET(Import.PLQ,$A27-1,R$15-1,1,1),0),0),IF(ISNUMBER(INDEX(Import.PLE,Detalhamento!$E27,Detalhamento!R$15)),IF(INDEX(Import.PLE,Detalhamento!$E27,Detalhamento!R$15)<=mediçao,0,OFFSET(Import.PLQ,$A27-1,R$15-1,1,1)),OFFSET(Import.PLQ,$A27-1,R$15-1,1,1))))","v":0},{"$f":"IF(S$13=\"\",0,CHOOSE(Detalhamento.OpçãoServiços,OFFSET(Import.PLQ,$A27-1,S$15-1,1,1),IF(ISNUMBER(INDEX(Import.PLE,Detalhamento!$E27,Detalhamento!S$15)),IF(INDEX(Import.PLE,Detalhamento!$E27,Detalhamento!S$15)<=mediçao,OFFSET(Import.PLQ,$A27-1,S$15-1,1,1),0),0),IF(ISNUMBER(INDEX(Import.PLE,Detalhamento!$E27,Detalhamento!S$15)),IF(INDEX(Import.PLE,Detalhamento!$E27,Detalhamento!S$15)<=mediçao,0,OFFSET(Import.PLQ,$A27-1,S$15-1,1,1)),OFFSET(Import.PLQ,$A27-1,S$15-1,1,1))))","v":0},{"$f":"IF(T$13=\"\",0,CHOOSE(Detalhamento.OpçãoServiços,OFFSET(Import.PLQ,$A27-1,T$15-1,1,1),IF(ISNUMBER(INDEX(Import.PLE,Detalhamento!$E27,Detalhamento!T$15)),IF(INDEX(Import.PLE,Detalhamento!$E27,Detalhamento!T$15)<=mediçao,OFFSET(Import.PLQ,$A27-1,T$15-1,1,1),0),0),IF(ISNUMBER(INDEX(Import.PLE,Detalhamento!$E27,Detalhamento!T$15)),IF(INDEX(Import.PLE,Detalhamento!$E27,Detalhamento!T$15)<=mediçao,0,OFFSET(Import.PLQ,$A27-1,T$15-1,1,1)),OFFSET(Import.PLQ,$A27-1,T$15-1,1,1))))","v":0},{"$f":"IF(U$13=\"\",0,CHOOSE(Detalhamento.OpçãoServiços,OFFSET(Import.PLQ,$A27-1,U$15-1,1,1),IF(ISNUMBER(INDEX(Import.PLE,Detalhamento!$E27,Detalhamento!U$15)),IF(INDEX(Import.PLE,Detalhamento!$E27,Detalhamento!U$15)<=mediçao,OFFSET(Import.PLQ,$A27-1,U$15-1,1,1),0),0),IF(ISNUMBER(INDEX(Import.PLE,Detalhamento!$E27,Detalhamento!U$15)),IF(INDEX(Import.PLE,Detalhamento!$E27,Detalhamento!U$15)<=mediçao,0,OFFSET(Import.PLQ,$A27-1,U$15-1,1,1)),OFFSET(Import.PLQ,$A27-1,U$15-1,1,1))))","v":0},{"$f":"IF(V$13=\"\",0,CHOOSE(Detalhamento.OpçãoServiços,OFFSET(Import.PLQ,$A27-1,V$15-1,1,1),IF(ISNUMBER(INDEX(Import.PLE,Detalhamento!$E27,Detalhamento!V$15)),IF(INDEX(Import.PLE,Detalhamento!$E27,Detalhamento!V$15)<=mediçao,OFFSET(Import.PLQ,$A27-1,V$15-1,1,1),0),0),IF(ISNUMBER(INDEX(Import.PLE,Detalhamento!$E27,Detalhamento!V$15)),IF(INDEX(Import.PLE,Detalhamento!$E27,Detalhamento!V$15)<=mediçao,0,OFFSET(Import.PLQ,$A27-1,V$15-1,1,1)),OFFSET(Import.PLQ,$A27-1,V$15-1,1,1))))","v":0},{"$f":"IF(W$13=\"\",0,CHOOSE(Detalhamento.OpçãoServiços,OFFSET(Import.PLQ,$A27-1,W$15-1,1,1),IF(ISNUMBER(INDEX(Import.PLE,Detalhamento!$E27,Detalhamento!W$15)),IF(INDEX(Import.PLE,Detalhamento!$E27,Detalhamento!W$15)<=mediçao,OFFSET(Import.PLQ,$A27-1,W$15-1,1,1),0),0),IF(ISNUMBER(INDEX(Import.PLE,Detalhamento!$E27,Detalhamento!W$15)),IF(INDEX(Import.PLE,Detalhamento!$E27,Detalhamento!W$15)<=mediçao,0,OFFSET(Import.PLQ,$A27-1,W$15-1,1,1)),OFFSET(Import.PLQ,$A27-1,W$15-1,1,1))))","v":0},{"$f":"IF(X$13=\"\",0,CHOOSE(Detalhamento.OpçãoServiços,OFFSET(Import.PLQ,$A27-1,X$15-1,1,1),IF(ISNUMBER(INDEX(Import.PLE,Detalhamento!$E27,Detalhamento!X$15)),IF(INDEX(Import.PLE,Detalhamento!$E27,Detalhamento!X$15)<=mediçao,OFFSET(Import.PLQ,$A27-1,X$15-1,1,1),0),0),IF(ISNUMBER(INDEX(Import.PLE,Detalhamento!$E27,Detalhamento!X$15)),IF(INDEX(Import.PLE,Detalhamento!$E27,Detalhamento!X$15)<=mediçao,0,OFFSET(Import.PLQ,$A27-1,X$15-1,1,1)),OFFSET(Import.PLQ,$A27-1,X$15-1,1,1))))","v":0},{"$f":"IF(Y$13=\"\",0,CHOOSE(Detalhamento.OpçãoServiços,OFFSET(Import.PLQ,$A27-1,Y$15-1,1,1),IF(ISNUMBER(INDEX(Import.PLE,Detalhamento!$E27,Detalhamento!Y$15)),IF(INDEX(Import.PLE,Detalhamento!$E27,Detalhamento!Y$15)<=mediçao,OFFSET(Import.PLQ,$A27-1,Y$15-1,1,1),0),0),IF(ISNUMBER(INDEX(Import.PLE,Detalhamento!$E27,Detalhamento!Y$15)),IF(INDEX(Import.PLE,Detalhamento!$E27,Detalhamento!Y$15)<=mediçao,0,OFFSET(Import.PLQ,$A27-1,Y$15-1,1,1)),OFFSET(Import.PLQ,$A27-1,Y$15-1,1,1))))","v":0},{"$f":"IF(Z$13=\"\",0,CHOOSE(Detalhamento.OpçãoServiços,OFFSET(Import.PLQ,$A27-1,Z$15-1,1,1),IF(ISNUMBER(INDEX(Import.PLE,Detalhamento!$E27,Detalhamento!Z$15)),IF(INDEX(Import.PLE,Detalhamento!$E27,Detalhamento!Z$15)<=mediçao,OFFSET(Import.PLQ,$A27-1,Z$15-1,1,1),0),0),IF(ISNUMBER(INDEX(Import.PLE,Detalhamento!$E27,Detalhamento!Z$15)),IF(INDEX(Import.PLE,Detalhamento!$E27,Detalhamento!Z$15)<=mediçao,0,OFFSET(Import.PLQ,$A27-1,Z$15-1,1,1)),OFFSET(Import.PLQ,$A27-1,Z$15-1,1,1))))","v":0},{"$f":"IF(AA$13=\"\",0,CHOOSE(Detalhamento.OpçãoServiços,OFFSET(Import.PLQ,$A27-1,AA$15-1,1,1),IF(ISNUMBER(INDEX(Import.PLE,Detalhamento!$E27,Detalhamento!AA$15)),IF(INDEX(Import.PLE,Detalhamento!$E27,Detalhamento!AA$15)<=mediçao,OFFSET(Import.PLQ,$A27-1,AA$15-1,1,1),0),0),IF(ISNUMBER(INDEX(Import.PLE,Detalhamento!$E27,Detalhamento!AA$15)),IF(INDEX(Import.PLE,Detalhamento!$E27,Detalhamento!AA$15)<=mediçao,0,OFFSET(Import.PLQ,$A27-1,AA$15-1,1,1)),OFFSET(Import.PLQ,$A27-1,AA$15-1,1,1))))","v":0},{"$f":"IF(AB$13=\"\",0,CHOOSE(Detalhamento.OpçãoServiços,OFFSET(Import.PLQ,$A27-1,AB$15-1,1,1),IF(ISNUMBER(INDEX(Import.PLE,Detalhamento!$E27,Detalhamento!AB$15)),IF(INDEX(Import.PLE,Detalhamento!$E27,Detalhamento!AB$15)<=mediçao,OFFSET(Import.PLQ,$A27-1,AB$15-1,1,1),0),0),IF(ISNUMBER(INDEX(Import.PLE,Detalhamento!$E27,Detalhamento!AB$15)),IF(INDEX(Import.PLE,Detalhamento!$E27,Detalhamento!AB$15)<=mediçao,0,OFFSET(Import.PLQ,$A27-1,AB$15-1,1,1)),OFFSET(Import.PLQ,$A27-1,AB$15-1,1,1))))","v":0},{"$f":"IF(AC$13=\"\",0,CHOOSE(Detalhamento.OpçãoServiços,OFFSET(Import.PLQ,$A27-1,AC$15-1,1,1),IF(ISNUMBER(INDEX(Import.PLE,Detalhamento!$E27,Detalhamento!AC$15)),IF(INDEX(Import.PLE,Detalhamento!$E27,Detalhamento!AC$15)<=mediçao,OFFSET(Import.PLQ,$A27-1,AC$15-1,1,1),0),0),IF(ISNUMBER(INDEX(Import.PLE,Detalhamento!$E27,Detalhamento!AC$15)),IF(INDEX(Import.PLE,Detalhamento!$E27,Detalhamento!AC$15)<=mediçao,0,OFFSET(Import.PLQ,$A27-1,AC$15-1,1,1)),OFFSET(Import.PLQ,$A27-1,AC$15-1,1,1))))","v":0},{"$f":"IF(AD$13=\"\",0,CHOOSE(Detalhamento.OpçãoServiços,OFFSET(Import.PLQ,$A27-1,AD$15-1,1,1),IF(ISNUMBER(INDEX(Import.PLE,Detalhamento!$E27,Detalhamento!AD$15)),IF(INDEX(Import.PLE,Detalhamento!$E27,Detalhamento!AD$15)<=mediçao,OFFSET(Import.PLQ,$A27-1,AD$15-1,1,1),0),0),IF(ISNUMBER(INDEX(Import.PLE,Detalhamento!$E27,Detalhamento!AD$15)),IF(INDEX(Import.PLE,Detalhamento!$E27,Detalhamento!AD$15)<=mediçao,0,OFFSET(Import.PLQ,$A27-1,AD$15-1,1,1)),OFFSET(Import.PLQ,$A27-1,AD$15-1,1,1))))","v":0},{"$f":"IF(AE$13=\"\",0,CHOOSE(Detalhamento.OpçãoServiços,OFFSET(Import.PLQ,$A27-1,AE$15-1,1,1),IF(ISNUMBER(INDEX(Import.PLE,Detalhamento!$E27,Detalhamento!AE$15)),IF(INDEX(Import.PLE,Detalhamento!$E27,Detalhamento!AE$15)<=mediçao,OFFSET(Import.PLQ,$A27-1,AE$15-1,1,1),0),0),IF(ISNUMBER(INDEX(Import.PLE,Detalhamento!$E27,Detalhamento!AE$15)),IF(INDEX(Import.PLE,Detalhamento!$E27,Detalhamento!AE$15)<=mediçao,0,OFFSET(Import.PLQ,$A27-1,AE$15-1,1,1)),OFFSET(Import.PLQ,$A27-1,AE$15-1,1,1))))","v":0},{"$f":"IF(AF$13=\"\",0,CHOOSE(Detalhamento.OpçãoServiços,OFFSET(Import.PLQ,$A27-1,AF$15-1,1,1),IF(ISNUMBER(INDEX(Import.PLE,Detalhamento!$E27,Detalhamento!AF$15)),IF(INDEX(Import.PLE,Detalhamento!$E27,Detalhamento!AF$15)<=mediçao,OFFSET(Import.PLQ,$A27-1,AF$15-1,1,1),0),0),IF(ISNUMBER(INDEX(Import.PLE,Detalhamento!$E27,Detalhamento!AF$15)),IF(INDEX(Import.PLE,Detalhamento!$E27,Detalhamento!AF$15)<=mediçao,0,OFFSET(Import.PLQ,$A27-1,AF$15-1,1,1)),OFFSET(Import.PLQ,$A27-1,AF$15-1,1,1))))","v":0},{"$f":"IF(AG$13=\"\",0,CHOOSE(Detalhamento.OpçãoServiços,OFFSET(Import.PLQ,$A27-1,AG$15-1,1,1),IF(ISNUMBER(INDEX(Import.PLE,Detalhamento!$E27,Detalhamento!AG$15)),IF(INDEX(Import.PLE,Detalhamento!$E27,Detalhamento!AG$15)<=mediçao,OFFSET(Import.PLQ,$A27-1,AG$15-1,1,1),0),0),IF(ISNUMBER(INDEX(Import.PLE,Detalhamento!$E27,Detalhamento!AG$15)),IF(INDEX(Import.PLE,Detalhamento!$E27,Detalhamento!AG$15)<=mediçao,0,OFFSET(Import.PLQ,$A27-1,AG$15-1,1,1)),OFFSET(Import.PLQ,$A27-1,AG$15-1,1,1))))","v":0},{"$f":"IF(AH$13=\"\",0,CHOOSE(Detalhamento.OpçãoServiços,OFFSET(Import.PLQ,$A27-1,AH$15-1,1,1),IF(ISNUMBER(INDEX(Import.PLE,Detalhamento!$E27,Detalhamento!AH$15)),IF(INDEX(Import.PLE,Detalhamento!$E27,Detalhamento!AH$15)<=mediçao,OFFSET(Import.PLQ,$A27-1,AH$15-1,1,1),0),0),IF(ISNUMBER(INDEX(Import.PLE,Detalhamento!$E27,Detalhamento!AH$15)),IF(INDEX(Import.PLE,Detalhamento!$E27,Detalhamento!AH$15)<=mediçao,0,OFFSET(Import.PLQ,$A27-1,AH$15-1,1,1)),OFFSET(Import.PLQ,$A27-1,AH$15-1,1,1))))","v":0},{"$f":"IF(AI$13=\"\",0,CHOOSE(Detalhamento.OpçãoServiços,OFFSET(Import.PLQ,$A27-1,AI$15-1,1,1),IF(ISNUMBER(INDEX(Import.PLE,Detalhamento!$E27,Detalhamento!AI$15)),IF(INDEX(Import.PLE,Detalhamento!$E27,Detalhamento!AI$15)<=mediçao,OFFSET(Import.PLQ,$A27-1,AI$15-1,1,1),0),0),IF(ISNUMBER(INDEX(Import.PLE,Detalhamento!$E27,Detalhamento!AI$15)),IF(INDEX(Import.PLE,Detalhamento!$E27,Detalhamento!AI$15)<=mediçao,0,OFFSET(Import.PLQ,$A27-1,AI$15-1,1,1)),OFFSET(Import.PLQ,$A27-1,AI$15-1,1,1))))","v":0},{"$f":"IF(AJ$13=\"\",0,CHOOSE(Detalhamento.OpçãoServiços,OFFSET(Import.PLQ,$A27-1,AJ$15-1,1,1),IF(ISNUMBER(INDEX(Import.PLE,Detalhamento!$E27,Detalhamento!AJ$15)),IF(INDEX(Import.PLE,Detalhamento!$E27,Detalhamento!AJ$15)<=mediçao,OFFSET(Import.PLQ,$A27-1,AJ$15-1,1,1),0),0),IF(ISNUMBER(INDEX(Import.PLE,Detalhamento!$E27,Detalhamento!AJ$15)),IF(INDEX(Import.PLE,Detalhamento!$E27,Detalhamento!AJ$15)<=mediçao,0,OFFSET(Import.PLQ,$A27-1,AJ$15-1,1,1)),OFFSET(Import.PLQ,$A27-1,AJ$15-1,1,1))))","v":0},{"$f":"IF(AK$13=\"\",0,CHOOSE(Detalhamento.OpçãoServiços,OFFSET(Import.PLQ,$A27-1,AK$15-1,1,1),IF(ISNUMBER(INDEX(Import.PLE,Detalhamento!$E27,Detalhamento!AK$15)),IF(INDEX(Import.PLE,Detalhamento!$E27,Detalhamento!AK$15)<=mediçao,OFFSET(Import.PLQ,$A27-1,AK$15-1,1,1),0),0),IF(ISNUMBER(INDEX(Import.PLE,Detalhamento!$E27,Detalhamento!AK$15)),IF(INDEX(Import.PLE,Detalhamento!$E27,Detalhamento!AK$15)<=mediçao,0,OFFSET(Import.PLQ,$A27-1,AK$15-1,1,1)),OFFSET(Import.PLQ,$A27-1,AK$15-1,1,1))))","v":0},{"$f":"IF(AL$13=\"\",0,CHOOSE(Detalhamento.OpçãoServiços,OFFSET(Import.PLQ,$A27-1,AL$15-1,1,1),IF(ISNUMBER(INDEX(Import.PLE,Detalhamento!$E27,Detalhamento!AL$15)),IF(INDEX(Import.PLE,Detalhamento!$E27,Detalhamento!AL$15)<=mediçao,OFFSET(Import.PLQ,$A27-1,AL$15-1,1,1),0),0),IF(ISNUMBER(INDEX(Import.PLE,Detalhamento!$E27,Detalhamento!AL$15)),IF(INDEX(Import.PLE,Detalhamento!$E27,Detalhamento!AL$15)<=mediçao,0,OFFSET(Import.PLQ,$A27-1,AL$15-1,1,1)),OFFSET(Import.PLQ,$A27-1,AL$15-1,1,1))))","v":0},{"$f":"IF(AM$13=\"\",0,CHOOSE(Detalhamento.OpçãoServiços,OFFSET(Import.PLQ,$A27-1,AM$15-1,1,1),IF(ISNUMBER(INDEX(Import.PLE,Detalhamento!$E27,Detalhamento!AM$15)),IF(INDEX(Import.PLE,Detalhamento!$E27,Detalhamento!AM$15)<=mediçao,OFFSET(Import.PLQ,$A27-1,AM$15-1,1,1),0),0),IF(ISNUMBER(INDEX(Import.PLE,Detalhamento!$E27,Detalhamento!AM$15)),IF(INDEX(Import.PLE,Detalhamento!$E27,Detalhamento!AM$15)<=mediçao,0,OFFSET(Import.PLQ,$A27-1,AM$15-1,1,1)),OFFSET(Import.PLQ,$A27-1,AM$15-1,1,1))))","v":0},{"$f":"IF(AN$13=\"\",0,CHOOSE(Detalhamento.OpçãoServiços,OFFSET(Import.PLQ,$A27-1,AN$15-1,1,1),IF(ISNUMBER(INDEX(Import.PLE,Detalhamento!$E27,Detalhamento!AN$15)),IF(INDEX(Import.PLE,Detalhamento!$E27,Detalhamento!AN$15)<=mediçao,OFFSET(Import.PLQ,$A27-1,AN$15-1,1,1),0),0),IF(ISNUMBER(INDEX(Import.PLE,Detalhamento!$E27,Detalhamento!AN$15)),IF(INDEX(Import.PLE,Detalhamento!$E27,Detalhamento!AN$15)<=mediçao,0,OFFSET(Import.PLQ,$A27-1,AN$15-1,1,1)),OFFSET(Import.PLQ,$A27-1,AN$15-1,1,1))))","v":0},{"$f":"IF(AO$13=\"\",0,CHOOSE(Detalhamento.OpçãoServiços,OFFSET(Import.PLQ,$A27-1,AO$15-1,1,1),IF(ISNUMBER(INDEX(Import.PLE,Detalhamento!$E27,Detalhamento!AO$15)),IF(INDEX(Import.PLE,Detalhamento!$E27,Detalhamento!AO$15)<=mediçao,OFFSET(Import.PLQ,$A27-1,AO$15-1,1,1),0),0),IF(ISNUMBER(INDEX(Import.PLE,Detalhamento!$E27,Detalhamento!AO$15)),IF(INDEX(Import.PLE,Detalhamento!$E27,Detalhamento!AO$15)<=mediçao,0,OFFSET(Import.PLQ,$A27-1,AO$15-1,1,1)),OFFSET(Import.PLQ,$A27-1,AO$15-1,1,1))))","v":0},{"$f":"IF(AP$13=\"\",0,CHOOSE(Detalhamento.OpçãoServiços,OFFSET(Import.PLQ,$A27-1,AP$15-1,1,1),IF(ISNUMBER(INDEX(Import.PLE,Detalhamento!$E27,Detalhamento!AP$15)),IF(INDEX(Import.PLE,Detalhamento!$E27,Detalhamento!AP$15)<=mediçao,OFFSET(Import.PLQ,$A27-1,AP$15-1,1,1),0),0),IF(ISNUMBER(INDEX(Import.PLE,Detalhamento!$E27,Detalhamento!AP$15)),IF(INDEX(Import.PLE,Detalhamento!$E27,Detalhamento!AP$15)<=mediçao,0,OFFSET(Import.PLQ,$A27-1,AP$15-1,1,1)),OFFSET(Import.PLQ,$A27-1,AP$15-1,1,1))))","v":0},{"$f":"IF(AQ$13=\"\",0,CHOOSE(Detalhamento.OpçãoServiços,OFFSET(Import.PLQ,$A27-1,AQ$15-1,1,1),IF(ISNUMBER(INDEX(Import.PLE,Detalhamento!$E27,Detalhamento!AQ$15)),IF(INDEX(Import.PLE,Detalhamento!$E27,Detalhamento!AQ$15)<=mediçao,OFFSET(Import.PLQ,$A27-1,AQ$15-1,1,1),0),0),IF(ISNUMBER(INDEX(Import.PLE,Detalhamento!$E27,Detalhamento!AQ$15)),IF(INDEX(Import.PLE,Detalhamento!$E27,Detalhamento!AQ$15)<=mediçao,0,OFFSET(Import.PLQ,$A27-1,AQ$15-1,1,1)),OFFSET(Import.PLQ,$A27-1,AQ$15-1,1,1))))","v":0},{"$f":"IF(AR$13=\"\",0,CHOOSE(Detalhamento.OpçãoServiços,OFFSET(Import.PLQ,$A27-1,AR$15-1,1,1),IF(ISNUMBER(INDEX(Import.PLE,Detalhamento!$E27,Detalhamento!AR$15)),IF(INDEX(Import.PLE,Detalhamento!$E27,Detalhamento!AR$15)<=mediçao,OFFSET(Import.PLQ,$A27-1,AR$15-1,1,1),0),0),IF(ISNUMBER(INDEX(Import.PLE,Detalhamento!$E27,Detalhamento!AR$15)),IF(INDEX(Import.PLE,Detalhamento!$E27,Detalhamento!AR$15)<=mediçao,0,OFFSET(Import.PLQ,$A27-1,AR$15-1,1,1)),OFFSET(Import.PLQ,$A27-1,AR$15-1,1,1))))","v":0},{"$f":"IF(AS$13=\"\",0,CHOOSE(Detalhamento.OpçãoServiços,OFFSET(Import.PLQ,$A27-1,AS$15-1,1,1),IF(ISNUMBER(INDEX(Import.PLE,Detalhamento!$E27,Detalhamento!AS$15)),IF(INDEX(Import.PLE,Detalhamento!$E27,Detalhamento!AS$15)<=mediçao,OFFSET(Import.PLQ,$A27-1,AS$15-1,1,1),0),0),IF(ISNUMBER(INDEX(Import.PLE,Detalhamento!$E27,Detalhamento!AS$15)),IF(INDEX(Import.PLE,Detalhamento!$E27,Detalhamento!AS$15)<=mediçao,0,OFFSET(Import.PLQ,$A27-1,AS$15-1,1,1)),OFFSET(Import.PLQ,$A27-1,AS$15-1,1,1))))","v":0},{"$f":"IF(AT$13=\"\",0,CHOOSE(Detalhamento.OpçãoServiços,OFFSET(Import.PLQ,$A27-1,AT$15-1,1,1),IF(ISNUMBER(INDEX(Import.PLE,Detalhamento!$E27,Detalhamento!AT$15)),IF(INDEX(Import.PLE,Detalhamento!$E27,Detalhamento!AT$15)<=mediçao,OFFSET(Import.PLQ,$A27-1,AT$15-1,1,1),0),0),IF(ISNUMBER(INDEX(Import.PLE,Detalhamento!$E27,Detalhamento!AT$15)),IF(INDEX(Import.PLE,Detalhamento!$E27,Detalhamento!AT$15)<=mediçao,0,OFFSET(Import.PLQ,$A27-1,AT$15-1,1,1)),OFFSET(Import.PLQ,$A27-1,AT$15-1,1,1))))","v":0},{"$f":"IF(AU$13=\"\",0,CHOOSE(Detalhamento.OpçãoServiços,OFFSET(Import.PLQ,$A27-1,AU$15-1,1,1),IF(ISNUMBER(INDEX(Import.PLE,Detalhamento!$E27,Detalhamento!AU$15)),IF(INDEX(Import.PLE,Detalhamento!$E27,Detalhamento!AU$15)<=mediçao,OFFSET(Import.PLQ,$A27-1,AU$15-1,1,1),0),0),IF(ISNUMBER(INDEX(Import.PLE,Detalhamento!$E27,Detalhamento!AU$15)),IF(INDEX(Import.PLE,Detalhamento!$E27,Detalhamento!AU$15)<=mediçao,0,OFFSET(Import.PLQ,$A27-1,AU$15-1,1,1)),OFFSET(Import.PLQ,$A27-1,AU$15-1,1,1))))","v":0},{"$f":"IF(AV$13=\"\",0,CHOOSE(Detalhamento.OpçãoServiços,OFFSET(Import.PLQ,$A27-1,AV$15-1,1,1),IF(ISNUMBER(INDEX(Import.PLE,Detalhamento!$E27,Detalhamento!AV$15)),IF(INDEX(Import.PLE,Detalhamento!$E27,Detalhamento!AV$15)<=mediçao,OFFSET(Import.PLQ,$A27-1,AV$15-1,1,1),0),0),IF(ISNUMBER(INDEX(Import.PLE,Detalhamento!$E27,Detalhamento!AV$15)),IF(INDEX(Import.PLE,Detalhamento!$E27,Detalhamento!AV$15)<=mediçao,0,OFFSET(Import.PLQ,$A27-1,AV$15-1,1,1)),OFFSET(Import.PLQ,$A27-1,AV$15-1,1,1))))","v":0},{"$f":"IF(AW$13=\"\",0,CHOOSE(Detalhamento.OpçãoServiços,OFFSET(Import.PLQ,$A27-1,AW$15-1,1,1),IF(ISNUMBER(INDEX(Import.PLE,Detalhamento!$E27,Detalhamento!AW$15)),IF(INDEX(Import.PLE,Detalhamento!$E27,Detalhamento!AW$15)<=mediçao,OFFSET(Import.PLQ,$A27-1,AW$15-1,1,1),0),0),IF(ISNUMBER(INDEX(Import.PLE,Detalhamento!$E27,Detalhamento!AW$15)),IF(INDEX(Import.PLE,Detalhamento!$E27,Detalhamento!AW$15)<=mediçao,0,OFFSET(Import.PLQ,$A27-1,AW$15-1,1,1)),OFFSET(Import.PLQ,$A27-1,AW$15-1,1,1))))","v":0},{"$f":"IF(AX$13=\"\",0,CHOOSE(Detalhamento.OpçãoServiços,OFFSET(Import.PLQ,$A27-1,AX$15-1,1,1),IF(ISNUMBER(INDEX(Import.PLE,Detalhamento!$E27,Detalhamento!AX$15)),IF(INDEX(Import.PLE,Detalhamento!$E27,Detalhamento!AX$15)<=mediçao,OFFSET(Import.PLQ,$A27-1,AX$15-1,1,1),0),0),IF(ISNUMBER(INDEX(Import.PLE,Detalhamento!$E27,Detalhamento!AX$15)),IF(INDEX(Import.PLE,Detalhamento!$E27,Detalhamento!AX$15)<=mediçao,0,OFFSET(Import.PLQ,$A27-1,AX$15-1,1,1)),OFFSET(Import.PLQ,$A27-1,AX$15-1,1,1))))","v":0},{"$f":"IF(AY$13=\"\",0,CHOOSE(Detalhamento.OpçãoServiços,OFFSET(Import.PLQ,$A27-1,AY$15-1,1,1),IF(ISNUMBER(INDEX(Import.PLE,Detalhamento!$E27,Detalhamento!AY$15)),IF(INDEX(Import.PLE,Detalhamento!$E27,Detalhamento!AY$15)<=mediçao,OFFSET(Import.PLQ,$A27-1,AY$15-1,1,1),0),0),IF(ISNUMBER(INDEX(Import.PLE,Detalhamento!$E27,Detalhamento!AY$15)),IF(INDEX(Import.PLE,Detalhamento!$E27,Detalhamento!AY$15)<=mediçao,0,OFFSET(Import.PLQ,$A27-1,AY$15-1,1,1)),OFFSET(Import.PLQ,$A27-1,AY$15-1,1,1))))","v":0},{"$f":"IF(AZ$13=\"\",0,CHOOSE(Detalhamento.OpçãoServiços,OFFSET(Import.PLQ,$A27-1,AZ$15-1,1,1),IF(ISNUMBER(INDEX(Import.PLE,Detalhamento!$E27,Detalhamento!AZ$15)),IF(INDEX(Import.PLE,Detalhamento!$E27,Detalhamento!AZ$15)<=mediçao,OFFSET(Import.PLQ,$A27-1,AZ$15-1,1,1),0),0),IF(ISNUMBER(INDEX(Import.PLE,Detalhamento!$E27,Detalhamento!AZ$15)),IF(INDEX(Import.PLE,Detalhamento!$E27,Detalhamento!AZ$15)<=mediçao,0,OFFSET(Import.PLQ,$A27-1,AZ$15-1,1,1)),OFFSET(Import.PLQ,$A27-1,AZ$15-1,1,1))))","v":0},{"$f":"IF(BA$13=\"\",0,CHOOSE(Detalhamento.OpçãoServiços,OFFSET(Import.PLQ,$A27-1,BA$15-1,1,1),IF(ISNUMBER(INDEX(Import.PLE,Detalhamento!$E27,Detalhamento!BA$15)),IF(INDEX(Import.PLE,Detalhamento!$E27,Detalhamento!BA$15)<=mediçao,OFFSET(Import.PLQ,$A27-1,BA$15-1,1,1),0),0),IF(ISNUMBER(INDEX(Import.PLE,Detalhamento!$E27,Detalhamento!BA$15)),IF(INDEX(Import.PLE,Detalhamento!$E27,Detalhamento!BA$15)<=mediçao,0,OFFSET(Import.PLQ,$A27-1,BA$15-1,1,1)),OFFSET(Import.PLQ,$A27-1,BA$15-1,1,1))))","v":0},{"$f":"IF(BB$13=\"\",0,CHOOSE(Detalhamento.OpçãoServiços,OFFSET(Import.PLQ,$A27-1,BB$15-1,1,1),IF(ISNUMBER(INDEX(Import.PLE,Detalhamento!$E27,Detalhamento!BB$15)),IF(INDEX(Import.PLE,Detalhamento!$E27,Detalhamento!BB$15)<=mediçao,OFFSET(Import.PLQ,$A27-1,BB$15-1,1,1),0),0),IF(ISNUMBER(INDEX(Import.PLE,Detalhamento!$E27,Detalhamento!BB$15)),IF(INDEX(Import.PLE,Detalhamento!$E27,Detalhamento!BB$15)<=mediçao,0,OFFSET(Import.PLQ,$A27-1,BB$15-1,1,1)),OFFSET(Import.PLQ,$A27-1,BB$15-1,1,1))))","v":0},{"$f":"IF(BC$13=\"\",0,CHOOSE(Detalhamento.OpçãoServiços,OFFSET(Import.PLQ,$A27-1,BC$15-1,1,1),IF(ISNUMBER(INDEX(Import.PLE,Detalhamento!$E27,Detalhamento!BC$15)),IF(INDEX(Import.PLE,Detalhamento!$E27,Detalhamento!BC$15)<=mediçao,OFFSET(Import.PLQ,$A27-1,BC$15-1,1,1),0),0),IF(ISNUMBER(INDEX(Import.PLE,Detalhamento!$E27,Detalhamento!BC$15)),IF(INDEX(Import.PLE,Detalhamento!$E27,Detalhamento!BC$15)<=mediçao,0,OFFSET(Import.PLQ,$A27-1,BC$15-1,1,1)),OFFSET(Import.PLQ,$A27-1,BC$15-1,1,1))))","v":0},{"$f":"IF(BD$13=\"\",0,CHOOSE(Detalhamento.OpçãoServiços,OFFSET(Import.PLQ,$A27-1,BD$15-1,1,1),IF(ISNUMBER(INDEX(Import.PLE,Detalhamento!$E27,Detalhamento!BD$15)),IF(INDEX(Import.PLE,Detalhamento!$E27,Detalhamento!BD$15)<=mediçao,OFFSET(Import.PLQ,$A27-1,BD$15-1,1,1),0),0),IF(ISNUMBER(INDEX(Import.PLE,Detalhamento!$E27,Detalhamento!BD$15)),IF(INDEX(Import.PLE,Detalhamento!$E27,Detalhamento!BD$15)<=mediçao,0,OFFSET(Import.PLQ,$A27-1,BD$15-1,1,1)),OFFSET(Import.PLQ,$A27-1,BD$15-1,1,1))))","v":0},{"$f":"IF(BE$13=\"\",0,CHOOSE(Detalhamento.OpçãoServiços,OFFSET(Import.PLQ,$A27-1,BE$15-1,1,1),IF(ISNUMBER(INDEX(Import.PLE,Detalhamento!$E27,Detalhamento!BE$15)),IF(INDEX(Import.PLE,Detalhamento!$E27,Detalhamento!BE$15)<=mediçao,OFFSET(Import.PLQ,$A27-1,BE$15-1,1,1),0),0),IF(ISNUMBER(INDEX(Import.PLE,Detalhamento!$E27,Detalhamento!BE$15)),IF(INDEX(Import.PLE,Detalhamento!$E27,Detalhamento!BE$15)<=mediçao,0,OFFSET(Import.PLQ,$A27-1,BE$15-1,1,1)),OFFSET(Import.PLQ,$A27-1,BE$15-1,1,1))))","v":0},{"$f":"IF(BF$13=\"\",0,CHOOSE(Detalhamento.OpçãoServiços,OFFSET(Import.PLQ,$A27-1,BF$15-1,1,1),IF(ISNUMBER(INDEX(Import.PLE,Detalhamento!$E27,Detalhamento!BF$15)),IF(INDEX(Import.PLE,Detalhamento!$E27,Detalhamento!BF$15)<=mediçao,OFFSET(Import.PLQ,$A27-1,BF$15-1,1,1),0),0),IF(ISNUMBER(INDEX(Import.PLE,Detalhamento!$E27,Detalhamento!BF$15)),IF(INDEX(Import.PLE,Detalhamento!$E27,Detalhamento!BF$15)<=mediçao,0,OFFSET(Import.PLQ,$A27-1,BF$15-1,1,1)),OFFSET(Import.PLQ,$A27-1,BF$15-1,1,1))))","v":0},{"$f":"IF(BG$13=\"\",0,CHOOSE(Detalhamento.OpçãoServiços,OFFSET(Import.PLQ,$A27-1,BG$15-1,1,1),IF(ISNUMBER(INDEX(Import.PLE,Detalhamento!$E27,Detalhamento!BG$15)),IF(INDEX(Import.PLE,Detalhamento!$E27,Detalhamento!BG$15)<=mediçao,OFFSET(Import.PLQ,$A27-1,BG$15-1,1,1),0),0),IF(ISNUMBER(INDEX(Import.PLE,Detalhamento!$E27,Detalhamento!BG$15)),IF(INDEX(Import.PLE,Detalhamento!$E27,Detalhamento!BG$15)<=mediçao,0,OFFSET(Import.PLQ,$A27-1,BG$15-1,1,1)),OFFSET(Import.PLQ,$A27-1,BG$15-1,1,1))))","v":0},{"$f":"IF(BH$13=\"\",0,CHOOSE(Detalhamento.OpçãoServiços,OFFSET(Import.PLQ,$A27-1,BH$15-1,1,1),IF(ISNUMBER(INDEX(Import.PLE,Detalhamento!$E27,Detalhamento!BH$15)),IF(INDEX(Import.PLE,Detalhamento!$E27,Detalhamento!BH$15)<=mediçao,OFFSET(Import.PLQ,$A27-1,BH$15-1,1,1),0),0),IF(ISNUMBER(INDEX(Import.PLE,Detalhamento!$E27,Detalhamento!BH$15)),IF(INDEX(Import.PLE,Detalhamento!$E27,Detalhamento!BH$15)<=mediçao,0,OFFSET(Import.PLQ,$A27-1,BH$15-1,1,1)),OFFSET(Import.PLQ,$A27-1,BH$15-1,1,1))))","v":0},{"$f":"IF(BI$13=\"\",0,CHOOSE(Detalhamento.OpçãoServiços,OFFSET(Import.PLQ,$A27-1,BI$15-1,1,1),IF(ISNUMBER(INDEX(Import.PLE,Detalhamento!$E27,Detalhamento!BI$15)),IF(INDEX(Import.PLE,Detalhamento!$E27,Detalhamento!BI$15)<=mediçao,OFFSET(Import.PLQ,$A27-1,BI$15-1,1,1),0),0),IF(ISNUMBER(INDEX(Import.PLE,Detalhamento!$E27,Detalhamento!BI$15)),IF(INDEX(Import.PLE,Detalhamento!$E27,Detalhamento!BI$15)<=mediçao,0,OFFSET(Import.PLQ,$A27-1,BI$15-1,1,1)),OFFSET(Import.PLQ,$A27-1,BI$15-1,1,1))))","v":0}]
[10,"Serviço",null,null,2,20010,"1.3.1.","PEDRA BRITADA N. 2 (19 A 38 MM) PARA LASTRO DE FUNDO","M3",3.7,null,{"$f":"IF(L$13=\"\",0,CHOOSE(Detalhamento.OpçãoServiços,OFFSET(Import.PLQ,$A28-1,L$15-1,1,1),IF(ISNUMBER(INDEX(Import.PLE,Detalhamento!$E28,Detalhamento!L$15)),IF(INDEX(Import.PLE,Detalhamento!$E28,Detalhamento!L$15)<=mediçao,OFFSET(Import.PLQ,$A28-1,L$15-1,1,1),0),0),IF(ISNUMBER(INDEX(Import.PLE,Detalhamento!$E28,Detalhamento!L$15)),IF(INDEX(Import.PLE,Detalhamento!$E28,Detalhamento!L$15)<=mediçao,0,OFFSET(Import.PLQ,$A28-1,L$15-1,1,1)),OFFSET(Import.PLQ,$A28-1,L$15-1,1,1))))","v":3.7},{"$f":"IF(M$13=\"\",0,CHOOSE(Detalhamento.OpçãoServiços,OFFSET(Import.PLQ,$A28-1,M$15-1,1,1),IF(ISNUMBER(INDEX(Import.PLE,Detalhamento!$E28,Detalhamento!M$15)),IF(INDEX(Import.PLE,Detalhamento!$E28,Detalhamento!M$15)<=mediçao,OFFSET(Import.PLQ,$A28-1,M$15-1,1,1),0),0),IF(ISNUMBER(INDEX(Import.PLE,Detalhamento!$E28,Detalhamento!M$15)),IF(INDEX(Import.PLE,Detalhamento!$E28,Detalhamento!M$15)<=mediçao,0,OFFSET(Import.PLQ,$A28-1,M$15-1,1,1)),OFFSET(Import.PLQ,$A28-1,M$15-1,1,1))))","v":0},{"$f":"IF(N$13=\"\",0,CHOOSE(Detalhamento.OpçãoServiços,OFFSET(Import.PLQ,$A28-1,N$15-1,1,1),IF(ISNUMBER(INDEX(Import.PLE,Detalhamento!$E28,Detalhamento!N$15)),IF(INDEX(Import.PLE,Detalhamento!$E28,Detalhamento!N$15)<=mediçao,OFFSET(Import.PLQ,$A28-1,N$15-1,1,1),0),0),IF(ISNUMBER(INDEX(Import.PLE,Detalhamento!$E28,Detalhamento!N$15)),IF(INDEX(Import.PLE,Detalhamento!$E28,Detalhamento!N$15)<=mediçao,0,OFFSET(Import.PLQ,$A28-1,N$15-1,1,1)),OFFSET(Import.PLQ,$A28-1,N$15-1,1,1))))","v":0},{"$f":"IF(O$13=\"\",0,CHOOSE(Detalhamento.OpçãoServiços,OFFSET(Import.PLQ,$A28-1,O$15-1,1,1),IF(ISNUMBER(INDEX(Import.PLE,Detalhamento!$E28,Detalhamento!O$15)),IF(INDEX(Import.PLE,Detalhamento!$E28,Detalhamento!O$15)<=mediçao,OFFSET(Import.PLQ,$A28-1,O$15-1,1,1),0),0),IF(ISNUMBER(INDEX(Import.PLE,Detalhamento!$E28,Detalhamento!O$15)),IF(INDEX(Import.PLE,Detalhamento!$E28,Detalhamento!O$15)<=mediçao,0,OFFSET(Import.PLQ,$A28-1,O$15-1,1,1)),OFFSET(Import.PLQ,$A28-1,O$15-1,1,1))))","v":0},{"$f":"IF(P$13=\"\",0,CHOOSE(Detalhamento.OpçãoServiços,OFFSET(Import.PLQ,$A28-1,P$15-1,1,1),IF(ISNUMBER(INDEX(Import.PLE,Detalhamento!$E28,Detalhamento!P$15)),IF(INDEX(Import.PLE,Detalhamento!$E28,Detalhamento!P$15)<=mediçao,OFFSET(Import.PLQ,$A28-1,P$15-1,1,1),0),0),IF(ISNUMBER(INDEX(Import.PLE,Detalhamento!$E28,Detalhamento!P$15)),IF(INDEX(Import.PLE,Detalhamento!$E28,Detalhamento!P$15)<=mediçao,0,OFFSET(Import.PLQ,$A28-1,P$15-1,1,1)),OFFSET(Import.PLQ,$A28-1,P$15-1,1,1))))","v":0},{"$f":"IF(Q$13=\"\",0,CHOOSE(Detalhamento.OpçãoServiços,OFFSET(Import.PLQ,$A28-1,Q$15-1,1,1),IF(ISNUMBER(INDEX(Import.PLE,Detalhamento!$E28,Detalhamento!Q$15)),IF(INDEX(Import.PLE,Detalhamento!$E28,Detalhamento!Q$15)<=mediçao,OFFSET(Import.PLQ,$A28-1,Q$15-1,1,1),0),0),IF(ISNUMBER(INDEX(Import.PLE,Detalhamento!$E28,Detalhamento!Q$15)),IF(INDEX(Import.PLE,Detalhamento!$E28,Detalhamento!Q$15)<=mediçao,0,OFFSET(Import.PLQ,$A28-1,Q$15-1,1,1)),OFFSET(Import.PLQ,$A28-1,Q$15-1,1,1))))","v":0},{"$f":"IF(R$13=\"\",0,CHOOSE(Detalhamento.OpçãoServiços,OFFSET(Import.PLQ,$A28-1,R$15-1,1,1),IF(ISNUMBER(INDEX(Import.PLE,Detalhamento!$E28,Detalhamento!R$15)),IF(INDEX(Import.PLE,Detalhamento!$E28,Detalhamento!R$15)<=mediçao,OFFSET(Import.PLQ,$A28-1,R$15-1,1,1),0),0),IF(ISNUMBER(INDEX(Import.PLE,Detalhamento!$E28,Detalhamento!R$15)),IF(INDEX(Import.PLE,Detalhamento!$E28,Detalhamento!R$15)<=mediçao,0,OFFSET(Import.PLQ,$A28-1,R$15-1,1,1)),OFFSET(Import.PLQ,$A28-1,R$15-1,1,1))))","v":0},{"$f":"IF(S$13=\"\",0,CHOOSE(Detalhamento.OpçãoServiços,OFFSET(Import.PLQ,$A28-1,S$15-1,1,1),IF(ISNUMBER(INDEX(Import.PLE,Detalhamento!$E28,Detalhamento!S$15)),IF(INDEX(Import.PLE,Detalhamento!$E28,Detalhamento!S$15)<=mediçao,OFFSET(Import.PLQ,$A28-1,S$15-1,1,1),0),0),IF(ISNUMBER(INDEX(Import.PLE,Detalhamento!$E28,Detalhamento!S$15)),IF(INDEX(Import.PLE,Detalhamento!$E28,Detalhamento!S$15)<=mediçao,0,OFFSET(Import.PLQ,$A28-1,S$15-1,1,1)),OFFSET(Import.PLQ,$A28-1,S$15-1,1,1))))","v":0},{"$f":"IF(T$13=\"\",0,CHOOSE(Detalhamento.OpçãoServiços,OFFSET(Import.PLQ,$A28-1,T$15-1,1,1),IF(ISNUMBER(INDEX(Import.PLE,Detalhamento!$E28,Detalhamento!T$15)),IF(INDEX(Import.PLE,Detalhamento!$E28,Detalhamento!T$15)<=mediçao,OFFSET(Import.PLQ,$A28-1,T$15-1,1,1),0),0),IF(ISNUMBER(INDEX(Import.PLE,Detalhamento!$E28,Detalhamento!T$15)),IF(INDEX(Import.PLE,Detalhamento!$E28,Detalhamento!T$15)<=mediçao,0,OFFSET(Import.PLQ,$A28-1,T$15-1,1,1)),OFFSET(Import.PLQ,$A28-1,T$15-1,1,1))))","v":0},{"$f":"IF(U$13=\"\",0,CHOOSE(Detalhamento.OpçãoServiços,OFFSET(Import.PLQ,$A28-1,U$15-1,1,1),IF(ISNUMBER(INDEX(Import.PLE,Detalhamento!$E28,Detalhamento!U$15)),IF(INDEX(Import.PLE,Detalhamento!$E28,Detalhamento!U$15)<=mediçao,OFFSET(Import.PLQ,$A28-1,U$15-1,1,1),0),0),IF(ISNUMBER(INDEX(Import.PLE,Detalhamento!$E28,Detalhamento!U$15)),IF(INDEX(Import.PLE,Detalhamento!$E28,Detalhamento!U$15)<=mediçao,0,OFFSET(Import.PLQ,$A28-1,U$15-1,1,1)),OFFSET(Import.PLQ,$A28-1,U$15-1,1,1))))","v":0},{"$f":"IF(V$13=\"\",0,CHOOSE(Detalhamento.OpçãoServiços,OFFSET(Import.PLQ,$A28-1,V$15-1,1,1),IF(ISNUMBER(INDEX(Import.PLE,Detalhamento!$E28,Detalhamento!V$15)),IF(INDEX(Import.PLE,Detalhamento!$E28,Detalhamento!V$15)<=mediçao,OFFSET(Import.PLQ,$A28-1,V$15-1,1,1),0),0),IF(ISNUMBER(INDEX(Import.PLE,Detalhamento!$E28,Detalhamento!V$15)),IF(INDEX(Import.PLE,Detalhamento!$E28,Detalhamento!V$15)<=mediçao,0,OFFSET(Import.PLQ,$A28-1,V$15-1,1,1)),OFFSET(Import.PLQ,$A28-1,V$15-1,1,1))))","v":0},{"$f":"IF(W$13=\"\",0,CHOOSE(Detalhamento.OpçãoServiços,OFFSET(Import.PLQ,$A28-1,W$15-1,1,1),IF(ISNUMBER(INDEX(Import.PLE,Detalhamento!$E28,Detalhamento!W$15)),IF(INDEX(Import.PLE,Detalhamento!$E28,Detalhamento!W$15)<=mediçao,OFFSET(Import.PLQ,$A28-1,W$15-1,1,1),0),0),IF(ISNUMBER(INDEX(Import.PLE,Detalhamento!$E28,Detalhamento!W$15)),IF(INDEX(Import.PLE,Detalhamento!$E28,Detalhamento!W$15)<=mediçao,0,OFFSET(Import.PLQ,$A28-1,W$15-1,1,1)),OFFSET(Import.PLQ,$A28-1,W$15-1,1,1))))","v":0},{"$f":"IF(X$13=\"\",0,CHOOSE(Detalhamento.OpçãoServiços,OFFSET(Import.PLQ,$A28-1,X$15-1,1,1),IF(ISNUMBER(INDEX(Import.PLE,Detalhamento!$E28,Detalhamento!X$15)),IF(INDEX(Import.PLE,Detalhamento!$E28,Detalhamento!X$15)<=mediçao,OFFSET(Import.PLQ,$A28-1,X$15-1,1,1),0),0),IF(ISNUMBER(INDEX(Import.PLE,Detalhamento!$E28,Detalhamento!X$15)),IF(INDEX(Import.PLE,Detalhamento!$E28,Detalhamento!X$15)<=mediçao,0,OFFSET(Import.PLQ,$A28-1,X$15-1,1,1)),OFFSET(Import.PLQ,$A28-1,X$15-1,1,1))))","v":0},{"$f":"IF(Y$13=\"\",0,CHOOSE(Detalhamento.OpçãoServiços,OFFSET(Import.PLQ,$A28-1,Y$15-1,1,1),IF(ISNUMBER(INDEX(Import.PLE,Detalhamento!$E28,Detalhamento!Y$15)),IF(INDEX(Import.PLE,Detalhamento!$E28,Detalhamento!Y$15)<=mediçao,OFFSET(Import.PLQ,$A28-1,Y$15-1,1,1),0),0),IF(ISNUMBER(INDEX(Import.PLE,Detalhamento!$E28,Detalhamento!Y$15)),IF(INDEX(Import.PLE,Detalhamento!$E28,Detalhamento!Y$15)<=mediçao,0,OFFSET(Import.PLQ,$A28-1,Y$15-1,1,1)),OFFSET(Import.PLQ,$A28-1,Y$15-1,1,1))))","v":0},{"$f":"IF(Z$13=\"\",0,CHOOSE(Detalhamento.OpçãoServiços,OFFSET(Import.PLQ,$A28-1,Z$15-1,1,1),IF(ISNUMBER(INDEX(Import.PLE,Detalhamento!$E28,Detalhamento!Z$15)),IF(INDEX(Import.PLE,Detalhamento!$E28,Detalhamento!Z$15)<=mediçao,OFFSET(Import.PLQ,$A28-1,Z$15-1,1,1),0),0),IF(ISNUMBER(INDEX(Import.PLE,Detalhamento!$E28,Detalhamento!Z$15)),IF(INDEX(Import.PLE,Detalhamento!$E28,Detalhamento!Z$15)<=mediçao,0,OFFSET(Import.PLQ,$A28-1,Z$15-1,1,1)),OFFSET(Import.PLQ,$A28-1,Z$15-1,1,1))))","v":0},{"$f":"IF(AA$13=\"\",0,CHOOSE(Detalhamento.OpçãoServiços,OFFSET(Import.PLQ,$A28-1,AA$15-1,1,1),IF(ISNUMBER(INDEX(Import.PLE,Detalhamento!$E28,Detalhamento!AA$15)),IF(INDEX(Import.PLE,Detalhamento!$E28,Detalhamento!AA$15)<=mediçao,OFFSET(Import.PLQ,$A28-1,AA$15-1,1,1),0),0),IF(ISNUMBER(INDEX(Import.PLE,Detalhamento!$E28,Detalhamento!AA$15)),IF(INDEX(Import.PLE,Detalhamento!$E28,Detalhamento!AA$15)<=mediçao,0,OFFSET(Import.PLQ,$A28-1,AA$15-1,1,1)),OFFSET(Import.PLQ,$A28-1,AA$15-1,1,1))))","v":0},{"$f":"IF(AB$13=\"\",0,CHOOSE(Detalhamento.OpçãoServiços,OFFSET(Import.PLQ,$A28-1,AB$15-1,1,1),IF(ISNUMBER(INDEX(Import.PLE,Detalhamento!$E28,Detalhamento!AB$15)),IF(INDEX(Import.PLE,Detalhamento!$E28,Detalhamento!AB$15)<=mediçao,OFFSET(Import.PLQ,$A28-1,AB$15-1,1,1),0),0),IF(ISNUMBER(INDEX(Import.PLE,Detalhamento!$E28,Detalhamento!AB$15)),IF(INDEX(Import.PLE,Detalhamento!$E28,Detalhamento!AB$15)<=mediçao,0,OFFSET(Import.PLQ,$A28-1,AB$15-1,1,1)),OFFSET(Import.PLQ,$A28-1,AB$15-1,1,1))))","v":0},{"$f":"IF(AC$13=\"\",0,CHOOSE(Detalhamento.OpçãoServiços,OFFSET(Import.PLQ,$A28-1,AC$15-1,1,1),IF(ISNUMBER(INDEX(Import.PLE,Detalhamento!$E28,Detalhamento!AC$15)),IF(INDEX(Import.PLE,Detalhamento!$E28,Detalhamento!AC$15)<=mediçao,OFFSET(Import.PLQ,$A28-1,AC$15-1,1,1),0),0),IF(ISNUMBER(INDEX(Import.PLE,Detalhamento!$E28,Detalhamento!AC$15)),IF(INDEX(Import.PLE,Detalhamento!$E28,Detalhamento!AC$15)<=mediçao,0,OFFSET(Import.PLQ,$A28-1,AC$15-1,1,1)),OFFSET(Import.PLQ,$A28-1,AC$15-1,1,1))))","v":0},{"$f":"IF(AD$13=\"\",0,CHOOSE(Detalhamento.OpçãoServiços,OFFSET(Import.PLQ,$A28-1,AD$15-1,1,1),IF(ISNUMBER(INDEX(Import.PLE,Detalhamento!$E28,Detalhamento!AD$15)),IF(INDEX(Import.PLE,Detalhamento!$E28,Detalhamento!AD$15)<=mediçao,OFFSET(Import.PLQ,$A28-1,AD$15-1,1,1),0),0),IF(ISNUMBER(INDEX(Import.PLE,Detalhamento!$E28,Detalhamento!AD$15)),IF(INDEX(Import.PLE,Detalhamento!$E28,Detalhamento!AD$15)<=mediçao,0,OFFSET(Import.PLQ,$A28-1,AD$15-1,1,1)),OFFSET(Import.PLQ,$A28-1,AD$15-1,1,1))))","v":0},{"$f":"IF(AE$13=\"\",0,CHOOSE(Detalhamento.OpçãoServiços,OFFSET(Import.PLQ,$A28-1,AE$15-1,1,1),IF(ISNUMBER(INDEX(Import.PLE,Detalhamento!$E28,Detalhamento!AE$15)),IF(INDEX(Import.PLE,Detalhamento!$E28,Detalhamento!AE$15)<=mediçao,OFFSET(Import.PLQ,$A28-1,AE$15-1,1,1),0),0),IF(ISNUMBER(INDEX(Import.PLE,Detalhamento!$E28,Detalhamento!AE$15)),IF(INDEX(Import.PLE,Detalhamento!$E28,Detalhamento!AE$15)<=mediçao,0,OFFSET(Import.PLQ,$A28-1,AE$15-1,1,1)),OFFSET(Import.PLQ,$A28-1,AE$15-1,1,1))))","v":0},{"$f":"IF(AF$13=\"\",0,CHOOSE(Detalhamento.OpçãoServiços,OFFSET(Import.PLQ,$A28-1,AF$15-1,1,1),IF(ISNUMBER(INDEX(Import.PLE,Detalhamento!$E28,Detalhamento!AF$15)),IF(INDEX(Import.PLE,Detalhamento!$E28,Detalhamento!AF$15)<=mediçao,OFFSET(Import.PLQ,$A28-1,AF$15-1,1,1),0),0),IF(ISNUMBER(INDEX(Import.PLE,Detalhamento!$E28,Detalhamento!AF$15)),IF(INDEX(Import.PLE,Detalhamento!$E28,Detalhamento!AF$15)<=mediçao,0,OFFSET(Import.PLQ,$A28-1,AF$15-1,1,1)),OFFSET(Import.PLQ,$A28-1,AF$15-1,1,1))))","v":0},{"$f":"IF(AG$13=\"\",0,CHOOSE(Detalhamento.OpçãoServiços,OFFSET(Import.PLQ,$A28-1,AG$15-1,1,1),IF(ISNUMBER(INDEX(Import.PLE,Detalhamento!$E28,Detalhamento!AG$15)),IF(INDEX(Import.PLE,Detalhamento!$E28,Detalhamento!AG$15)<=mediçao,OFFSET(Import.PLQ,$A28-1,AG$15-1,1,1),0),0),IF(ISNUMBER(INDEX(Import.PLE,Detalhamento!$E28,Detalhamento!AG$15)),IF(INDEX(Import.PLE,Detalhamento!$E28,Detalhamento!AG$15)<=mediçao,0,OFFSET(Import.PLQ,$A28-1,AG$15-1,1,1)),OFFSET(Import.PLQ,$A28-1,AG$15-1,1,1))))","v":0},{"$f":"IF(AH$13=\"\",0,CHOOSE(Detalhamento.OpçãoServiços,OFFSET(Import.PLQ,$A28-1,AH$15-1,1,1),IF(ISNUMBER(INDEX(Import.PLE,Detalhamento!$E28,Detalhamento!AH$15)),IF(INDEX(Import.PLE,Detalhamento!$E28,Detalhamento!AH$15)<=mediçao,OFFSET(Import.PLQ,$A28-1,AH$15-1,1,1),0),0),IF(ISNUMBER(INDEX(Import.PLE,Detalhamento!$E28,Detalhamento!AH$15)),IF(INDEX(Import.PLE,Detalhamento!$E28,Detalhamento!AH$15)<=mediçao,0,OFFSET(Import.PLQ,$A28-1,AH$15-1,1,1)),OFFSET(Import.PLQ,$A28-1,AH$15-1,1,1))))","v":0},{"$f":"IF(AI$13=\"\",0,CHOOSE(Detalhamento.OpçãoServiços,OFFSET(Import.PLQ,$A28-1,AI$15-1,1,1),IF(ISNUMBER(INDEX(Import.PLE,Detalhamento!$E28,Detalhamento!AI$15)),IF(INDEX(Import.PLE,Detalhamento!$E28,Detalhamento!AI$15)<=mediçao,OFFSET(Import.PLQ,$A28-1,AI$15-1,1,1),0),0),IF(ISNUMBER(INDEX(Import.PLE,Detalhamento!$E28,Detalhamento!AI$15)),IF(INDEX(Import.PLE,Detalhamento!$E28,Detalhamento!AI$15)<=mediçao,0,OFFSET(Import.PLQ,$A28-1,AI$15-1,1,1)),OFFSET(Import.PLQ,$A28-1,AI$15-1,1,1))))","v":0},{"$f":"IF(AJ$13=\"\",0,CHOOSE(Detalhamento.OpçãoServiços,OFFSET(Import.PLQ,$A28-1,AJ$15-1,1,1),IF(ISNUMBER(INDEX(Import.PLE,Detalhamento!$E28,Detalhamento!AJ$15)),IF(INDEX(Import.PLE,Detalhamento!$E28,Detalhamento!AJ$15)<=mediçao,OFFSET(Import.PLQ,$A28-1,AJ$15-1,1,1),0),0),IF(ISNUMBER(INDEX(Import.PLE,Detalhamento!$E28,Detalhamento!AJ$15)),IF(INDEX(Import.PLE,Detalhamento!$E28,Detalhamento!AJ$15)<=mediçao,0,OFFSET(Import.PLQ,$A28-1,AJ$15-1,1,1)),OFFSET(Import.PLQ,$A28-1,AJ$15-1,1,1))))","v":0},{"$f":"IF(AK$13=\"\",0,CHOOSE(Detalhamento.OpçãoServiços,OFFSET(Import.PLQ,$A28-1,AK$15-1,1,1),IF(ISNUMBER(INDEX(Import.PLE,Detalhamento!$E28,Detalhamento!AK$15)),IF(INDEX(Import.PLE,Detalhamento!$E28,Detalhamento!AK$15)<=mediçao,OFFSET(Import.PLQ,$A28-1,AK$15-1,1,1),0),0),IF(ISNUMBER(INDEX(Import.PLE,Detalhamento!$E28,Detalhamento!AK$15)),IF(INDEX(Import.PLE,Detalhamento!$E28,Detalhamento!AK$15)<=mediçao,0,OFFSET(Import.PLQ,$A28-1,AK$15-1,1,1)),OFFSET(Import.PLQ,$A28-1,AK$15-1,1,1))))","v":0},{"$f":"IF(AL$13=\"\",0,CHOOSE(Detalhamento.OpçãoServiços,OFFSET(Import.PLQ,$A28-1,AL$15-1,1,1),IF(ISNUMBER(INDEX(Import.PLE,Detalhamento!$E28,Detalhamento!AL$15)),IF(INDEX(Import.PLE,Detalhamento!$E28,Detalhamento!AL$15)<=mediçao,OFFSET(Import.PLQ,$A28-1,AL$15-1,1,1),0),0),IF(ISNUMBER(INDEX(Import.PLE,Detalhamento!$E28,Detalhamento!AL$15)),IF(INDEX(Import.PLE,Detalhamento!$E28,Detalhamento!AL$15)<=mediçao,0,OFFSET(Import.PLQ,$A28-1,AL$15-1,1,1)),OFFSET(Import.PLQ,$A28-1,AL$15-1,1,1))))","v":0},{"$f":"IF(AM$13=\"\",0,CHOOSE(Detalhamento.OpçãoServiços,OFFSET(Import.PLQ,$A28-1,AM$15-1,1,1),IF(ISNUMBER(INDEX(Import.PLE,Detalhamento!$E28,Detalhamento!AM$15)),IF(INDEX(Import.PLE,Detalhamento!$E28,Detalhamento!AM$15)<=mediçao,OFFSET(Import.PLQ,$A28-1,AM$15-1,1,1),0),0),IF(ISNUMBER(INDEX(Import.PLE,Detalhamento!$E28,Detalhamento!AM$15)),IF(INDEX(Import.PLE,Detalhamento!$E28,Detalhamento!AM$15)<=mediçao,0,OFFSET(Import.PLQ,$A28-1,AM$15-1,1,1)),OFFSET(Import.PLQ,$A28-1,AM$15-1,1,1))))","v":0},{"$f":"IF(AN$13=\"\",0,CHOOSE(Detalhamento.OpçãoServiços,OFFSET(Import.PLQ,$A28-1,AN$15-1,1,1),IF(ISNUMBER(INDEX(Import.PLE,Detalhamento!$E28,Detalhamento!AN$15)),IF(INDEX(Import.PLE,Detalhamento!$E28,Detalhamento!AN$15)<=mediçao,OFFSET(Import.PLQ,$A28-1,AN$15-1,1,1),0),0),IF(ISNUMBER(INDEX(Import.PLE,Detalhamento!$E28,Detalhamento!AN$15)),IF(INDEX(Import.PLE,Detalhamento!$E28,Detalhamento!AN$15)<=mediçao,0,OFFSET(Import.PLQ,$A28-1,AN$15-1,1,1)),OFFSET(Import.PLQ,$A28-1,AN$15-1,1,1))))","v":0},{"$f":"IF(AO$13=\"\",0,CHOOSE(Detalhamento.OpçãoServiços,OFFSET(Import.PLQ,$A28-1,AO$15-1,1,1),IF(ISNUMBER(INDEX(Import.PLE,Detalhamento!$E28,Detalhamento!AO$15)),IF(INDEX(Import.PLE,Detalhamento!$E28,Detalhamento!AO$15)<=mediçao,OFFSET(Import.PLQ,$A28-1,AO$15-1,1,1),0),0),IF(ISNUMBER(INDEX(Import.PLE,Detalhamento!$E28,Detalhamento!AO$15)),IF(INDEX(Import.PLE,Detalhamento!$E28,Detalhamento!AO$15)<=mediçao,0,OFFSET(Import.PLQ,$A28-1,AO$15-1,1,1)),OFFSET(Import.PLQ,$A28-1,AO$15-1,1,1))))","v":0},{"$f":"IF(AP$13=\"\",0,CHOOSE(Detalhamento.OpçãoServiços,OFFSET(Import.PLQ,$A28-1,AP$15-1,1,1),IF(ISNUMBER(INDEX(Import.PLE,Detalhamento!$E28,Detalhamento!AP$15)),IF(INDEX(Import.PLE,Detalhamento!$E28,Detalhamento!AP$15)<=mediçao,OFFSET(Import.PLQ,$A28-1,AP$15-1,1,1),0),0),IF(ISNUMBER(INDEX(Import.PLE,Detalhamento!$E28,Detalhamento!AP$15)),IF(INDEX(Import.PLE,Detalhamento!$E28,Detalhamento!AP$15)<=mediçao,0,OFFSET(Import.PLQ,$A28-1,AP$15-1,1,1)),OFFSET(Import.PLQ,$A28-1,AP$15-1,1,1))))","v":0},{"$f":"IF(AQ$13=\"\",0,CHOOSE(Detalhamento.OpçãoServiços,OFFSET(Import.PLQ,$A28-1,AQ$15-1,1,1),IF(ISNUMBER(INDEX(Import.PLE,Detalhamento!$E28,Detalhamento!AQ$15)),IF(INDEX(Import.PLE,Detalhamento!$E28,Detalhamento!AQ$15)<=mediçao,OFFSET(Import.PLQ,$A28-1,AQ$15-1,1,1),0),0),IF(ISNUMBER(INDEX(Import.PLE,Detalhamento!$E28,Detalhamento!AQ$15)),IF(INDEX(Import.PLE,Detalhamento!$E28,Detalhamento!AQ$15)<=mediçao,0,OFFSET(Import.PLQ,$A28-1,AQ$15-1,1,1)),OFFSET(Import.PLQ,$A28-1,AQ$15-1,1,1))))","v":0},{"$f":"IF(AR$13=\"\",0,CHOOSE(Detalhamento.OpçãoServiços,OFFSET(Import.PLQ,$A28-1,AR$15-1,1,1),IF(ISNUMBER(INDEX(Import.PLE,Detalhamento!$E28,Detalhamento!AR$15)),IF(INDEX(Import.PLE,Detalhamento!$E28,Detalhamento!AR$15)<=mediçao,OFFSET(Import.PLQ,$A28-1,AR$15-1,1,1),0),0),IF(ISNUMBER(INDEX(Import.PLE,Detalhamento!$E28,Detalhamento!AR$15)),IF(INDEX(Import.PLE,Detalhamento!$E28,Detalhamento!AR$15)<=mediçao,0,OFFSET(Import.PLQ,$A28-1,AR$15-1,1,1)),OFFSET(Import.PLQ,$A28-1,AR$15-1,1,1))))","v":0},{"$f":"IF(AS$13=\"\",0,CHOOSE(Detalhamento.OpçãoServiços,OFFSET(Import.PLQ,$A28-1,AS$15-1,1,1),IF(ISNUMBER(INDEX(Import.PLE,Detalhamento!$E28,Detalhamento!AS$15)),IF(INDEX(Import.PLE,Detalhamento!$E28,Detalhamento!AS$15)<=mediçao,OFFSET(Import.PLQ,$A28-1,AS$15-1,1,1),0),0),IF(ISNUMBER(INDEX(Import.PLE,Detalhamento!$E28,Detalhamento!AS$15)),IF(INDEX(Import.PLE,Detalhamento!$E28,Detalhamento!AS$15)<=mediçao,0,OFFSET(Import.PLQ,$A28-1,AS$15-1,1,1)),OFFSET(Import.PLQ,$A28-1,AS$15-1,1,1))))","v":0},{"$f":"IF(AT$13=\"\",0,CHOOSE(Detalhamento.OpçãoServiços,OFFSET(Import.PLQ,$A28-1,AT$15-1,1,1),IF(ISNUMBER(INDEX(Import.PLE,Detalhamento!$E28,Detalhamento!AT$15)),IF(INDEX(Import.PLE,Detalhamento!$E28,Detalhamento!AT$15)<=mediçao,OFFSET(Import.PLQ,$A28-1,AT$15-1,1,1),0),0),IF(ISNUMBER(INDEX(Import.PLE,Detalhamento!$E28,Detalhamento!AT$15)),IF(INDEX(Import.PLE,Detalhamento!$E28,Detalhamento!AT$15)<=mediçao,0,OFFSET(Import.PLQ,$A28-1,AT$15-1,1,1)),OFFSET(Import.PLQ,$A28-1,AT$15-1,1,1))))","v":0},{"$f":"IF(AU$13=\"\",0,CHOOSE(Detalhamento.OpçãoServiços,OFFSET(Import.PLQ,$A28-1,AU$15-1,1,1),IF(ISNUMBER(INDEX(Import.PLE,Detalhamento!$E28,Detalhamento!AU$15)),IF(INDEX(Import.PLE,Detalhamento!$E28,Detalhamento!AU$15)<=mediçao,OFFSET(Import.PLQ,$A28-1,AU$15-1,1,1),0),0),IF(ISNUMBER(INDEX(Import.PLE,Detalhamento!$E28,Detalhamento!AU$15)),IF(INDEX(Import.PLE,Detalhamento!$E28,Detalhamento!AU$15)<=mediçao,0,OFFSET(Import.PLQ,$A28-1,AU$15-1,1,1)),OFFSET(Import.PLQ,$A28-1,AU$15-1,1,1))))","v":0},{"$f":"IF(AV$13=\"\",0,CHOOSE(Detalhamento.OpçãoServiços,OFFSET(Import.PLQ,$A28-1,AV$15-1,1,1),IF(ISNUMBER(INDEX(Import.PLE,Detalhamento!$E28,Detalhamento!AV$15)),IF(INDEX(Import.PLE,Detalhamento!$E28,Detalhamento!AV$15)<=mediçao,OFFSET(Import.PLQ,$A28-1,AV$15-1,1,1),0),0),IF(ISNUMBER(INDEX(Import.PLE,Detalhamento!$E28,Detalhamento!AV$15)),IF(INDEX(Import.PLE,Detalhamento!$E28,Detalhamento!AV$15)<=mediçao,0,OFFSET(Import.PLQ,$A28-1,AV$15-1,1,1)),OFFSET(Import.PLQ,$A28-1,AV$15-1,1,1))))","v":0},{"$f":"IF(AW$13=\"\",0,CHOOSE(Detalhamento.OpçãoServiços,OFFSET(Import.PLQ,$A28-1,AW$15-1,1,1),IF(ISNUMBER(INDEX(Import.PLE,Detalhamento!$E28,Detalhamento!AW$15)),IF(INDEX(Import.PLE,Detalhamento!$E28,Detalhamento!AW$15)<=mediçao,OFFSET(Import.PLQ,$A28-1,AW$15-1,1,1),0),0),IF(ISNUMBER(INDEX(Import.PLE,Detalhamento!$E28,Detalhamento!AW$15)),IF(INDEX(Import.PLE,Detalhamento!$E28,Detalhamento!AW$15)<=mediçao,0,OFFSET(Import.PLQ,$A28-1,AW$15-1,1,1)),OFFSET(Import.PLQ,$A28-1,AW$15-1,1,1))))","v":0},{"$f":"IF(AX$13=\"\",0,CHOOSE(Detalhamento.OpçãoServiços,OFFSET(Import.PLQ,$A28-1,AX$15-1,1,1),IF(ISNUMBER(INDEX(Import.PLE,Detalhamento!$E28,Detalhamento!AX$15)),IF(INDEX(Import.PLE,Detalhamento!$E28,Detalhamento!AX$15)<=mediçao,OFFSET(Import.PLQ,$A28-1,AX$15-1,1,1),0),0),IF(ISNUMBER(INDEX(Import.PLE,Detalhamento!$E28,Detalhamento!AX$15)),IF(INDEX(Import.PLE,Detalhamento!$E28,Detalhamento!AX$15)<=mediçao,0,OFFSET(Import.PLQ,$A28-1,AX$15-1,1,1)),OFFSET(Import.PLQ,$A28-1,AX$15-1,1,1))))","v":0},{"$f":"IF(AY$13=\"\",0,CHOOSE(Detalhamento.OpçãoServiços,OFFSET(Import.PLQ,$A28-1,AY$15-1,1,1),IF(ISNUMBER(INDEX(Import.PLE,Detalhamento!$E28,Detalhamento!AY$15)),IF(INDEX(Import.PLE,Detalhamento!$E28,Detalhamento!AY$15)<=mediçao,OFFSET(Import.PLQ,$A28-1,AY$15-1,1,1),0),0),IF(ISNUMBER(INDEX(Import.PLE,Detalhamento!$E28,Detalhamento!AY$15)),IF(INDEX(Import.PLE,Detalhamento!$E28,Detalhamento!AY$15)<=mediçao,0,OFFSET(Import.PLQ,$A28-1,AY$15-1,1,1)),OFFSET(Import.PLQ,$A28-1,AY$15-1,1,1))))","v":0},{"$f":"IF(AZ$13=\"\",0,CHOOSE(Detalhamento.OpçãoServiços,OFFSET(Import.PLQ,$A28-1,AZ$15-1,1,1),IF(ISNUMBER(INDEX(Import.PLE,Detalhamento!$E28,Detalhamento!AZ$15)),IF(INDEX(Import.PLE,Detalhamento!$E28,Detalhamento!AZ$15)<=mediçao,OFFSET(Import.PLQ,$A28-1,AZ$15-1,1,1),0),0),IF(ISNUMBER(INDEX(Import.PLE,Detalhamento!$E28,Detalhamento!AZ$15)),IF(INDEX(Import.PLE,Detalhamento!$E28,Detalhamento!AZ$15)<=mediçao,0,OFFSET(Import.PLQ,$A28-1,AZ$15-1,1,1)),OFFSET(Import.PLQ,$A28-1,AZ$15-1,1,1))))","v":0},{"$f":"IF(BA$13=\"\",0,CHOOSE(Detalhamento.OpçãoServiços,OFFSET(Import.PLQ,$A28-1,BA$15-1,1,1),IF(ISNUMBER(INDEX(Import.PLE,Detalhamento!$E28,Detalhamento!BA$15)),IF(INDEX(Import.PLE,Detalhamento!$E28,Detalhamento!BA$15)<=mediçao,OFFSET(Import.PLQ,$A28-1,BA$15-1,1,1),0),0),IF(ISNUMBER(INDEX(Import.PLE,Detalhamento!$E28,Detalhamento!BA$15)),IF(INDEX(Import.PLE,Detalhamento!$E28,Detalhamento!BA$15)<=mediçao,0,OFFSET(Import.PLQ,$A28-1,BA$15-1,1,1)),OFFSET(Import.PLQ,$A28-1,BA$15-1,1,1))))","v":0},{"$f":"IF(BB$13=\"\",0,CHOOSE(Detalhamento.OpçãoServiços,OFFSET(Import.PLQ,$A28-1,BB$15-1,1,1),IF(ISNUMBER(INDEX(Import.PLE,Detalhamento!$E28,Detalhamento!BB$15)),IF(INDEX(Import.PLE,Detalhamento!$E28,Detalhamento!BB$15)<=mediçao,OFFSET(Import.PLQ,$A28-1,BB$15-1,1,1),0),0),IF(ISNUMBER(INDEX(Import.PLE,Detalhamento!$E28,Detalhamento!BB$15)),IF(INDEX(Import.PLE,Detalhamento!$E28,Detalhamento!BB$15)<=mediçao,0,OFFSET(Import.PLQ,$A28-1,BB$15-1,1,1)),OFFSET(Import.PLQ,$A28-1,BB$15-1,1,1))))","v":0},{"$f":"IF(BC$13=\"\",0,CHOOSE(Detalhamento.OpçãoServiços,OFFSET(Import.PLQ,$A28-1,BC$15-1,1,1),IF(ISNUMBER(INDEX(Import.PLE,Detalhamento!$E28,Detalhamento!BC$15)),IF(INDEX(Import.PLE,Detalhamento!$E28,Detalhamento!BC$15)<=mediçao,OFFSET(Import.PLQ,$A28-1,BC$15-1,1,1),0),0),IF(ISNUMBER(INDEX(Import.PLE,Detalhamento!$E28,Detalhamento!BC$15)),IF(INDEX(Import.PLE,Detalhamento!$E28,Detalhamento!BC$15)<=mediçao,0,OFFSET(Import.PLQ,$A28-1,BC$15-1,1,1)),OFFSET(Import.PLQ,$A28-1,BC$15-1,1,1))))","v":0},{"$f":"IF(BD$13=\"\",0,CHOOSE(Detalhamento.OpçãoServiços,OFFSET(Import.PLQ,$A28-1,BD$15-1,1,1),IF(ISNUMBER(INDEX(Import.PLE,Detalhamento!$E28,Detalhamento!BD$15)),IF(INDEX(Import.PLE,Detalhamento!$E28,Detalhamento!BD$15)<=mediçao,OFFSET(Import.PLQ,$A28-1,BD$15-1,1,1),0),0),IF(ISNUMBER(INDEX(Import.PLE,Detalhamento!$E28,Detalhamento!BD$15)),IF(INDEX(Import.PLE,Detalhamento!$E28,Detalhamento!BD$15)<=mediçao,0,OFFSET(Import.PLQ,$A28-1,BD$15-1,1,1)),OFFSET(Import.PLQ,$A28-1,BD$15-1,1,1))))","v":0},{"$f":"IF(BE$13=\"\",0,CHOOSE(Detalhamento.OpçãoServiços,OFFSET(Import.PLQ,$A28-1,BE$15-1,1,1),IF(ISNUMBER(INDEX(Import.PLE,Detalhamento!$E28,Detalhamento!BE$15)),IF(INDEX(Import.PLE,Detalhamento!$E28,Detalhamento!BE$15)<=mediçao,OFFSET(Import.PLQ,$A28-1,BE$15-1,1,1),0),0),IF(ISNUMBER(INDEX(Import.PLE,Detalhamento!$E28,Detalhamento!BE$15)),IF(INDEX(Import.PLE,Detalhamento!$E28,Detalhamento!BE$15)<=mediçao,0,OFFSET(Import.PLQ,$A28-1,BE$15-1,1,1)),OFFSET(Import.PLQ,$A28-1,BE$15-1,1,1))))","v":0},{"$f":"IF(BF$13=\"\",0,CHOOSE(Detalhamento.OpçãoServiços,OFFSET(Import.PLQ,$A28-1,BF$15-1,1,1),IF(ISNUMBER(INDEX(Import.PLE,Detalhamento!$E28,Detalhamento!BF$15)),IF(INDEX(Import.PLE,Detalhamento!$E28,Detalhamento!BF$15)<=mediçao,OFFSET(Import.PLQ,$A28-1,BF$15-1,1,1),0),0),IF(ISNUMBER(INDEX(Import.PLE,Detalhamento!$E28,Detalhamento!BF$15)),IF(INDEX(Import.PLE,Detalhamento!$E28,Detalhamento!BF$15)<=mediçao,0,OFFSET(Import.PLQ,$A28-1,BF$15-1,1,1)),OFFSET(Import.PLQ,$A28-1,BF$15-1,1,1))))","v":0},{"$f":"IF(BG$13=\"\",0,CHOOSE(Detalhamento.OpçãoServiços,OFFSET(Import.PLQ,$A28-1,BG$15-1,1,1),IF(ISNUMBER(INDEX(Import.PLE,Detalhamento!$E28,Detalhamento!BG$15)),IF(INDEX(Import.PLE,Detalhamento!$E28,Detalhamento!BG$15)<=mediçao,OFFSET(Import.PLQ,$A28-1,BG$15-1,1,1),0),0),IF(ISNUMBER(INDEX(Import.PLE,Detalhamento!$E28,Detalhamento!BG$15)),IF(INDEX(Import.PLE,Detalhamento!$E28,Detalhamento!BG$15)<=mediçao,0,OFFSET(Import.PLQ,$A28-1,BG$15-1,1,1)),OFFSET(Import.PLQ,$A28-1,BG$15-1,1,1))))","v":0},{"$f":"IF(BH$13=\"\",0,CHOOSE(Detalhamento.OpçãoServiços,OFFSET(Import.PLQ,$A28-1,BH$15-1,1,1),IF(ISNUMBER(INDEX(Import.PLE,Detalhamento!$E28,Detalhamento!BH$15)),IF(INDEX(Import.PLE,Detalhamento!$E28,Detalhamento!BH$15)<=mediçao,OFFSET(Import.PLQ,$A28-1,BH$15-1,1,1),0),0),IF(ISNUMBER(INDEX(Import.PLE,Detalhamento!$E28,Detalhamento!BH$15)),IF(INDEX(Import.PLE,Detalhamento!$E28,Detalhamento!BH$15)<=mediçao,0,OFFSET(Import.PLQ,$A28-1,BH$15-1,1,1)),OFFSET(Import.PLQ,$A28-1,BH$15-1,1,1))))","v":0},{"$f":"IF(BI$13=\"\",0,CHOOSE(Detalhamento.OpçãoServiços,OFFSET(Import.PLQ,$A28-1,BI$15-1,1,1),IF(ISNUMBER(INDEX(Import.PLE,Detalhamento!$E28,Detalhamento!BI$15)),IF(INDEX(Import.PLE,Detalhamento!$E28,Detalhamento!BI$15)<=mediçao,OFFSET(Import.PLQ,$A28-1,BI$15-1,1,1),0),0),IF(ISNUMBER(INDEX(Import.PLE,Detalhamento!$E28,Detalhamento!BI$15)),IF(INDEX(Import.PLE,Detalhamento!$E28,Detalhamento!BI$15)<=mediçao,0,OFFSET(Import.PLQ,$A28-1,BI$15-1,1,1)),OFFSET(Import.PLQ,$A28-1,BI$15-1,1,1))))","v":0}]
[11,"Serviço",null,null,2,20011,"1.3.2.","SAPATAS E CÁLICES EM CONCRETO ARMADO","M3",47.11,null,{"$f":"IF(L$13=\"\",0,CHOOSE(Detalhamento.OpçãoServiços,OFFSET(Import.PLQ,$A29-1,L$15-1,1,1),IF(ISNUMBER(INDEX(Import.PLE,Detalhamento!$E29,Detalhamento!L$15)),IF(INDEX(Import.PLE,Detalhamento!$E29,Detalhamento!L$15)<=mediçao,OFFSET(Import.PLQ,$A29-1,L$15-1,1,1),0),0),IF(ISNUMBER(INDEX(Import.PLE,Detalhamento!$E29,Detalhamento!L$15)),IF(INDEX(Import.PLE,Detalhamento!$E29,Detalhamento!L$15)<=mediçao,0,OFFSET(Import.PLQ,$A29-1,L$15-1,1,1)),OFFSET(Import.PLQ,$A29-1,L$15-1,1,1))))","v":47.11},{"$f":"IF(M$13=\"\",0,CHOOSE(Detalhamento.OpçãoServiços,OFFSET(Import.PLQ,$A29-1,M$15-1,1,1),IF(ISNUMBER(INDEX(Import.PLE,Detalhamento!$E29,Detalhamento!M$15)),IF(INDEX(Import.PLE,Detalhamento!$E29,Detalhamento!M$15)<=mediçao,OFFSET(Import.PLQ,$A29-1,M$15-1,1,1),0),0),IF(ISNUMBER(INDEX(Import.PLE,Detalhamento!$E29,Detalhamento!M$15)),IF(INDEX(Import.PLE,Detalhamento!$E29,Detalhamento!M$15)<=mediçao,0,OFFSET(Import.PLQ,$A29-1,M$15-1,1,1)),OFFSET(Import.PLQ,$A29-1,M$15-1,1,1))))","v":0},{"$f":"IF(N$13=\"\",0,CHOOSE(Detalhamento.OpçãoServiços,OFFSET(Import.PLQ,$A29-1,N$15-1,1,1),IF(ISNUMBER(INDEX(Import.PLE,Detalhamento!$E29,Detalhamento!N$15)),IF(INDEX(Import.PLE,Detalhamento!$E29,Detalhamento!N$15)<=mediçao,OFFSET(Import.PLQ,$A29-1,N$15-1,1,1),0),0),IF(ISNUMBER(INDEX(Import.PLE,Detalhamento!$E29,Detalhamento!N$15)),IF(INDEX(Import.PLE,Detalhamento!$E29,Detalhamento!N$15)<=mediçao,0,OFFSET(Import.PLQ,$A29-1,N$15-1,1,1)),OFFSET(Import.PLQ,$A29-1,N$15-1,1,1))))","v":0},{"$f":"IF(O$13=\"\",0,CHOOSE(Detalhamento.OpçãoServiços,OFFSET(Import.PLQ,$A29-1,O$15-1,1,1),IF(ISNUMBER(INDEX(Import.PLE,Detalhamento!$E29,Detalhamento!O$15)),IF(INDEX(Import.PLE,Detalhamento!$E29,Detalhamento!O$15)<=mediçao,OFFSET(Import.PLQ,$A29-1,O$15-1,1,1),0),0),IF(ISNUMBER(INDEX(Import.PLE,Detalhamento!$E29,Detalhamento!O$15)),IF(INDEX(Import.PLE,Detalhamento!$E29,Detalhamento!O$15)<=mediçao,0,OFFSET(Import.PLQ,$A29-1,O$15-1,1,1)),OFFSET(Import.PLQ,$A29-1,O$15-1,1,1))))","v":0},{"$f":"IF(P$13=\"\",0,CHOOSE(Detalhamento.OpçãoServiços,OFFSET(Import.PLQ,$A29-1,P$15-1,1,1),IF(ISNUMBER(INDEX(Import.PLE,Detalhamento!$E29,Detalhamento!P$15)),IF(INDEX(Import.PLE,Detalhamento!$E29,Detalhamento!P$15)<=mediçao,OFFSET(Import.PLQ,$A29-1,P$15-1,1,1),0),0),IF(ISNUMBER(INDEX(Import.PLE,Detalhamento!$E29,Detalhamento!P$15)),IF(INDEX(Import.PLE,Detalhamento!$E29,Detalhamento!P$15)<=mediçao,0,OFFSET(Import.PLQ,$A29-1,P$15-1,1,1)),OFFSET(Import.PLQ,$A29-1,P$15-1,1,1))))","v":0},{"$f":"IF(Q$13=\"\",0,CHOOSE(Detalhamento.OpçãoServiços,OFFSET(Import.PLQ,$A29-1,Q$15-1,1,1),IF(ISNUMBER(INDEX(Import.PLE,Detalhamento!$E29,Detalhamento!Q$15)),IF(INDEX(Import.PLE,Detalhamento!$E29,Detalhamento!Q$15)<=mediçao,OFFSET(Import.PLQ,$A29-1,Q$15-1,1,1),0),0),IF(ISNUMBER(INDEX(Import.PLE,Detalhamento!$E29,Detalhamento!Q$15)),IF(INDEX(Import.PLE,Detalhamento!$E29,Detalhamento!Q$15)<=mediçao,0,OFFSET(Import.PLQ,$A29-1,Q$15-1,1,1)),OFFSET(Import.PLQ,$A29-1,Q$15-1,1,1))))","v":0},{"$f":"IF(R$13=\"\",0,CHOOSE(Detalhamento.OpçãoServiços,OFFSET(Import.PLQ,$A29-1,R$15-1,1,1),IF(ISNUMBER(INDEX(Import.PLE,Detalhamento!$E29,Detalhamento!R$15)),IF(INDEX(Import.PLE,Detalhamento!$E29,Detalhamento!R$15)<=mediçao,OFFSET(Import.PLQ,$A29-1,R$15-1,1,1),0),0),IF(ISNUMBER(INDEX(Import.PLE,Detalhamento!$E29,Detalhamento!R$15)),IF(INDEX(Import.PLE,Detalhamento!$E29,Detalhamento!R$15)<=mediçao,0,OFFSET(Import.PLQ,$A29-1,R$15-1,1,1)),OFFSET(Import.PLQ,$A29-1,R$15-1,1,1))))","v":0},{"$f":"IF(S$13=\"\",0,CHOOSE(Detalhamento.OpçãoServiços,OFFSET(Import.PLQ,$A29-1,S$15-1,1,1),IF(ISNUMBER(INDEX(Import.PLE,Detalhamento!$E29,Detalhamento!S$15)),IF(INDEX(Import.PLE,Detalhamento!$E29,Detalhamento!S$15)<=mediçao,OFFSET(Import.PLQ,$A29-1,S$15-1,1,1),0),0),IF(ISNUMBER(INDEX(Import.PLE,Detalhamento!$E29,Detalhamento!S$15)),IF(INDEX(Import.PLE,Detalhamento!$E29,Detalhamento!S$15)<=mediçao,0,OFFSET(Import.PLQ,$A29-1,S$15-1,1,1)),OFFSET(Import.PLQ,$A29-1,S$15-1,1,1))))","v":0},{"$f":"IF(T$13=\"\",0,CHOOSE(Detalhamento.OpçãoServiços,OFFSET(Import.PLQ,$A29-1,T$15-1,1,1),IF(ISNUMBER(INDEX(Import.PLE,Detalhamento!$E29,Detalhamento!T$15)),IF(INDEX(Import.PLE,Detalhamento!$E29,Detalhamento!T$15)<=mediçao,OFFSET(Import.PLQ,$A29-1,T$15-1,1,1),0),0),IF(ISNUMBER(INDEX(Import.PLE,Detalhamento!$E29,Detalhamento!T$15)),IF(INDEX(Import.PLE,Detalhamento!$E29,Detalhamento!T$15)<=mediçao,0,OFFSET(Import.PLQ,$A29-1,T$15-1,1,1)),OFFSET(Import.PLQ,$A29-1,T$15-1,1,1))))","v":0},{"$f":"IF(U$13=\"\",0,CHOOSE(Detalhamento.OpçãoServiços,OFFSET(Import.PLQ,$A29-1,U$15-1,1,1),IF(ISNUMBER(INDEX(Import.PLE,Detalhamento!$E29,Detalhamento!U$15)),IF(INDEX(Import.PLE,Detalhamento!$E29,Detalhamento!U$15)<=mediçao,OFFSET(Import.PLQ,$A29-1,U$15-1,1,1),0),0),IF(ISNUMBER(INDEX(Import.PLE,Detalhamento!$E29,Detalhamento!U$15)),IF(INDEX(Import.PLE,Detalhamento!$E29,Detalhamento!U$15)<=mediçao,0,OFFSET(Import.PLQ,$A29-1,U$15-1,1,1)),OFFSET(Import.PLQ,$A29-1,U$15-1,1,1))))","v":0},{"$f":"IF(V$13=\"\",0,CHOOSE(Detalhamento.OpçãoServiços,OFFSET(Import.PLQ,$A29-1,V$15-1,1,1),IF(ISNUMBER(INDEX(Import.PLE,Detalhamento!$E29,Detalhamento!V$15)),IF(INDEX(Import.PLE,Detalhamento!$E29,Detalhamento!V$15)<=mediçao,OFFSET(Import.PLQ,$A29-1,V$15-1,1,1),0),0),IF(ISNUMBER(INDEX(Import.PLE,Detalhamento!$E29,Detalhamento!V$15)),IF(INDEX(Import.PLE,Detalhamento!$E29,Detalhamento!V$15)<=mediçao,0,OFFSET(Import.PLQ,$A29-1,V$15-1,1,1)),OFFSET(Import.PLQ,$A29-1,V$15-1,1,1))))","v":0},{"$f":"IF(W$13=\"\",0,CHOOSE(Detalhamento.OpçãoServiços,OFFSET(Import.PLQ,$A29-1,W$15-1,1,1),IF(ISNUMBER(INDEX(Import.PLE,Detalhamento!$E29,Detalhamento!W$15)),IF(INDEX(Import.PLE,Detalhamento!$E29,Detalhamento!W$15)<=mediçao,OFFSET(Import.PLQ,$A29-1,W$15-1,1,1),0),0),IF(ISNUMBER(INDEX(Import.PLE,Detalhamento!$E29,Detalhamento!W$15)),IF(INDEX(Import.PLE,Detalhamento!$E29,Detalhamento!W$15)<=mediçao,0,OFFSET(Import.PLQ,$A29-1,W$15-1,1,1)),OFFSET(Import.PLQ,$A29-1,W$15-1,1,1))))","v":0},{"$f":"IF(X$13=\"\",0,CHOOSE(Detalhamento.OpçãoServiços,OFFSET(Import.PLQ,$A29-1,X$15-1,1,1),IF(ISNUMBER(INDEX(Import.PLE,Detalhamento!$E29,Detalhamento!X$15)),IF(INDEX(Import.PLE,Detalhamento!$E29,Detalhamento!X$15)<=mediçao,OFFSET(Import.PLQ,$A29-1,X$15-1,1,1),0),0),IF(ISNUMBER(INDEX(Import.PLE,Detalhamento!$E29,Detalhamento!X$15)),IF(INDEX(Import.PLE,Detalhamento!$E29,Detalhamento!X$15)<=mediçao,0,OFFSET(Import.PLQ,$A29-1,X$15-1,1,1)),OFFSET(Import.PLQ,$A29-1,X$15-1,1,1))))","v":0},{"$f":"IF(Y$13=\"\",0,CHOOSE(Detalhamento.OpçãoServiços,OFFSET(Import.PLQ,$A29-1,Y$15-1,1,1),IF(ISNUMBER(INDEX(Import.PLE,Detalhamento!$E29,Detalhamento!Y$15)),IF(INDEX(Import.PLE,Detalhamento!$E29,Detalhamento!Y$15)<=mediçao,OFFSET(Import.PLQ,$A29-1,Y$15-1,1,1),0),0),IF(ISNUMBER(INDEX(Import.PLE,Detalhamento!$E29,Detalhamento!Y$15)),IF(INDEX(Import.PLE,Detalhamento!$E29,Detalhamento!Y$15)<=mediçao,0,OFFSET(Import.PLQ,$A29-1,Y$15-1,1,1)),OFFSET(Import.PLQ,$A29-1,Y$15-1,1,1))))","v":0},{"$f":"IF(Z$13=\"\",0,CHOOSE(Detalhamento.OpçãoServiços,OFFSET(Import.PLQ,$A29-1,Z$15-1,1,1),IF(ISNUMBER(INDEX(Import.PLE,Detalhamento!$E29,Detalhamento!Z$15)),IF(INDEX(Import.PLE,Detalhamento!$E29,Detalhamento!Z$15)<=mediçao,OFFSET(Import.PLQ,$A29-1,Z$15-1,1,1),0),0),IF(ISNUMBER(INDEX(Import.PLE,Detalhamento!$E29,Detalhamento!Z$15)),IF(INDEX(Import.PLE,Detalhamento!$E29,Detalhamento!Z$15)<=mediçao,0,OFFSET(Import.PLQ,$A29-1,Z$15-1,1,1)),OFFSET(Import.PLQ,$A29-1,Z$15-1,1,1))))","v":0},{"$f":"IF(AA$13=\"\",0,CHOOSE(Detalhamento.OpçãoServiços,OFFSET(Import.PLQ,$A29-1,AA$15-1,1,1),IF(ISNUMBER(INDEX(Import.PLE,Detalhamento!$E29,Detalhamento!AA$15)),IF(INDEX(Import.PLE,Detalhamento!$E29,Detalhamento!AA$15)<=mediçao,OFFSET(Import.PLQ,$A29-1,AA$15-1,1,1),0),0),IF(ISNUMBER(INDEX(Import.PLE,Detalhamento!$E29,Detalhamento!AA$15)),IF(INDEX(Import.PLE,Detalhamento!$E29,Detalhamento!AA$15)<=mediçao,0,OFFSET(Import.PLQ,$A29-1,AA$15-1,1,1)),OFFSET(Import.PLQ,$A29-1,AA$15-1,1,1))))","v":0},{"$f":"IF(AB$13=\"\",0,CHOOSE(Detalhamento.OpçãoServiços,OFFSET(Import.PLQ,$A29-1,AB$15-1,1,1),IF(ISNUMBER(INDEX(Import.PLE,Detalhamento!$E29,Detalhamento!AB$15)),IF(INDEX(Import.PLE,Detalhamento!$E29,Detalhamento!AB$15)<=mediçao,OFFSET(Import.PLQ,$A29-1,AB$15-1,1,1),0),0),IF(ISNUMBER(INDEX(Import.PLE,Detalhamento!$E29,Detalhamento!AB$15)),IF(INDEX(Import.PLE,Detalhamento!$E29,Detalhamento!AB$15)<=mediçao,0,OFFSET(Import.PLQ,$A29-1,AB$15-1,1,1)),OFFSET(Import.PLQ,$A29-1,AB$15-1,1,1))))","v":0},{"$f":"IF(AC$13=\"\",0,CHOOSE(Detalhamento.OpçãoServiços,OFFSET(Import.PLQ,$A29-1,AC$15-1,1,1),IF(ISNUMBER(INDEX(Import.PLE,Detalhamento!$E29,Detalhamento!AC$15)),IF(INDEX(Import.PLE,Detalhamento!$E29,Detalhamento!AC$15)<=mediçao,OFFSET(Import.PLQ,$A29-1,AC$15-1,1,1),0),0),IF(ISNUMBER(INDEX(Import.PLE,Detalhamento!$E29,Detalhamento!AC$15)),IF(INDEX(Import.PLE,Detalhamento!$E29,Detalhamento!AC$15)<=mediçao,0,OFFSET(Import.PLQ,$A29-1,AC$15-1,1,1)),OFFSET(Import.PLQ,$A29-1,AC$15-1,1,1))))","v":0},{"$f":"IF(AD$13=\"\",0,CHOOSE(Detalhamento.OpçãoServiços,OFFSET(Import.PLQ,$A29-1,AD$15-1,1,1),IF(ISNUMBER(INDEX(Import.PLE,Detalhamento!$E29,Detalhamento!AD$15)),IF(INDEX(Import.PLE,Detalhamento!$E29,Detalhamento!AD$15)<=mediçao,OFFSET(Import.PLQ,$A29-1,AD$15-1,1,1),0),0),IF(ISNUMBER(INDEX(Import.PLE,Detalhamento!$E29,Detalhamento!AD$15)),IF(INDEX(Import.PLE,Detalhamento!$E29,Detalhamento!AD$15)<=mediçao,0,OFFSET(Import.PLQ,$A29-1,AD$15-1,1,1)),OFFSET(Import.PLQ,$A29-1,AD$15-1,1,1))))","v":0},{"$f":"IF(AE$13=\"\",0,CHOOSE(Detalhamento.OpçãoServiços,OFFSET(Import.PLQ,$A29-1,AE$15-1,1,1),IF(ISNUMBER(INDEX(Import.PLE,Detalhamento!$E29,Detalhamento!AE$15)),IF(INDEX(Import.PLE,Detalhamento!$E29,Detalhamento!AE$15)<=mediçao,OFFSET(Import.PLQ,$A29-1,AE$15-1,1,1),0),0),IF(ISNUMBER(INDEX(Import.PLE,Detalhamento!$E29,Detalhamento!AE$15)),IF(INDEX(Import.PLE,Detalhamento!$E29,Detalhamento!AE$15)<=mediçao,0,OFFSET(Import.PLQ,$A29-1,AE$15-1,1,1)),OFFSET(Import.PLQ,$A29-1,AE$15-1,1,1))))","v":0},{"$f":"IF(AF$13=\"\",0,CHOOSE(Detalhamento.OpçãoServiços,OFFSET(Import.PLQ,$A29-1,AF$15-1,1,1),IF(ISNUMBER(INDEX(Import.PLE,Detalhamento!$E29,Detalhamento!AF$15)),IF(INDEX(Import.PLE,Detalhamento!$E29,Detalhamento!AF$15)<=mediçao,OFFSET(Import.PLQ,$A29-1,AF$15-1,1,1),0),0),IF(ISNUMBER(INDEX(Import.PLE,Detalhamento!$E29,Detalhamento!AF$15)),IF(INDEX(Import.PLE,Detalhamento!$E29,Detalhamento!AF$15)<=mediçao,0,OFFSET(Import.PLQ,$A29-1,AF$15-1,1,1)),OFFSET(Import.PLQ,$A29-1,AF$15-1,1,1))))","v":0},{"$f":"IF(AG$13=\"\",0,CHOOSE(Detalhamento.OpçãoServiços,OFFSET(Import.PLQ,$A29-1,AG$15-1,1,1),IF(ISNUMBER(INDEX(Import.PLE,Detalhamento!$E29,Detalhamento!AG$15)),IF(INDEX(Import.PLE,Detalhamento!$E29,Detalhamento!AG$15)<=mediçao,OFFSET(Import.PLQ,$A29-1,AG$15-1,1,1),0),0),IF(ISNUMBER(INDEX(Import.PLE,Detalhamento!$E29,Detalhamento!AG$15)),IF(INDEX(Import.PLE,Detalhamento!$E29,Detalhamento!AG$15)<=mediçao,0,OFFSET(Import.PLQ,$A29-1,AG$15-1,1,1)),OFFSET(Import.PLQ,$A29-1,AG$15-1,1,1))))","v":0},{"$f":"IF(AH$13=\"\",0,CHOOSE(Detalhamento.OpçãoServiços,OFFSET(Import.PLQ,$A29-1,AH$15-1,1,1),IF(ISNUMBER(INDEX(Import.PLE,Detalhamento!$E29,Detalhamento!AH$15)),IF(INDEX(Import.PLE,Detalhamento!$E29,Detalhamento!AH$15)<=mediçao,OFFSET(Import.PLQ,$A29-1,AH$15-1,1,1),0),0),IF(ISNUMBER(INDEX(Import.PLE,Detalhamento!$E29,Detalhamento!AH$15)),IF(INDEX(Import.PLE,Detalhamento!$E29,Detalhamento!AH$15)<=mediçao,0,OFFSET(Import.PLQ,$A29-1,AH$15-1,1,1)),OFFSET(Import.PLQ,$A29-1,AH$15-1,1,1))))","v":0},{"$f":"IF(AI$13=\"\",0,CHOOSE(Detalhamento.OpçãoServiços,OFFSET(Import.PLQ,$A29-1,AI$15-1,1,1),IF(ISNUMBER(INDEX(Import.PLE,Detalhamento!$E29,Detalhamento!AI$15)),IF(INDEX(Import.PLE,Detalhamento!$E29,Detalhamento!AI$15)<=mediçao,OFFSET(Import.PLQ,$A29-1,AI$15-1,1,1),0),0),IF(ISNUMBER(INDEX(Import.PLE,Detalhamento!$E29,Detalhamento!AI$15)),IF(INDEX(Import.PLE,Detalhamento!$E29,Detalhamento!AI$15)<=mediçao,0,OFFSET(Import.PLQ,$A29-1,AI$15-1,1,1)),OFFSET(Import.PLQ,$A29-1,AI$15-1,1,1))))","v":0},{"$f":"IF(AJ$13=\"\",0,CHOOSE(Detalhamento.OpçãoServiços,OFFSET(Import.PLQ,$A29-1,AJ$15-1,1,1),IF(ISNUMBER(INDEX(Import.PLE,Detalhamento!$E29,Detalhamento!AJ$15)),IF(INDEX(Import.PLE,Detalhamento!$E29,Detalhamento!AJ$15)<=mediçao,OFFSET(Import.PLQ,$A29-1,AJ$15-1,1,1),0),0),IF(ISNUMBER(INDEX(Import.PLE,Detalhamento!$E29,Detalhamento!AJ$15)),IF(INDEX(Import.PLE,Detalhamento!$E29,Detalhamento!AJ$15)<=mediçao,0,OFFSET(Import.PLQ,$A29-1,AJ$15-1,1,1)),OFFSET(Import.PLQ,$A29-1,AJ$15-1,1,1))))","v":0},{"$f":"IF(AK$13=\"\",0,CHOOSE(Detalhamento.OpçãoServiços,OFFSET(Import.PLQ,$A29-1,AK$15-1,1,1),IF(ISNUMBER(INDEX(Import.PLE,Detalhamento!$E29,Detalhamento!AK$15)),IF(INDEX(Import.PLE,Detalhamento!$E29,Detalhamento!AK$15)<=mediçao,OFFSET(Import.PLQ,$A29-1,AK$15-1,1,1),0),0),IF(ISNUMBER(INDEX(Import.PLE,Detalhamento!$E29,Detalhamento!AK$15)),IF(INDEX(Import.PLE,Detalhamento!$E29,Detalhamento!AK$15)<=mediçao,0,OFFSET(Import.PLQ,$A29-1,AK$15-1,1,1)),OFFSET(Import.PLQ,$A29-1,AK$15-1,1,1))))","v":0},{"$f":"IF(AL$13=\"\",0,CHOOSE(Detalhamento.OpçãoServiços,OFFSET(Import.PLQ,$A29-1,AL$15-1,1,1),IF(ISNUMBER(INDEX(Import.PLE,Detalhamento!$E29,Detalhamento!AL$15)),IF(INDEX(Import.PLE,Detalhamento!$E29,Detalhamento!AL$15)<=mediçao,OFFSET(Import.PLQ,$A29-1,AL$15-1,1,1),0),0),IF(ISNUMBER(INDEX(Import.PLE,Detalhamento!$E29,Detalhamento!AL$15)),IF(INDEX(Import.PLE,Detalhamento!$E29,Detalhamento!AL$15)<=mediçao,0,OFFSET(Import.PLQ,$A29-1,AL$15-1,1,1)),OFFSET(Import.PLQ,$A29-1,AL$15-1,1,1))))","v":0},{"$f":"IF(AM$13=\"\",0,CHOOSE(Detalhamento.OpçãoServiços,OFFSET(Import.PLQ,$A29-1,AM$15-1,1,1),IF(ISNUMBER(INDEX(Import.PLE,Detalhamento!$E29,Detalhamento!AM$15)),IF(INDEX(Import.PLE,Detalhamento!$E29,Detalhamento!AM$15)<=mediçao,OFFSET(Import.PLQ,$A29-1,AM$15-1,1,1),0),0),IF(ISNUMBER(INDEX(Import.PLE,Detalhamento!$E29,Detalhamento!AM$15)),IF(INDEX(Import.PLE,Detalhamento!$E29,Detalhamento!AM$15)<=mediçao,0,OFFSET(Import.PLQ,$A29-1,AM$15-1,1,1)),OFFSET(Import.PLQ,$A29-1,AM$15-1,1,1))))","v":0},{"$f":"IF(AN$13=\"\",0,CHOOSE(Detalhamento.OpçãoServiços,OFFSET(Import.PLQ,$A29-1,AN$15-1,1,1),IF(ISNUMBER(INDEX(Import.PLE,Detalhamento!$E29,Detalhamento!AN$15)),IF(INDEX(Import.PLE,Detalhamento!$E29,Detalhamento!AN$15)<=mediçao,OFFSET(Import.PLQ,$A29-1,AN$15-1,1,1),0),0),IF(ISNUMBER(INDEX(Import.PLE,Detalhamento!$E29,Detalhamento!AN$15)),IF(INDEX(Import.PLE,Detalhamento!$E29,Detalhamento!AN$15)<=mediçao,0,OFFSET(Import.PLQ,$A29-1,AN$15-1,1,1)),OFFSET(Import.PLQ,$A29-1,AN$15-1,1,1))))","v":0},{"$f":"IF(AO$13=\"\",0,CHOOSE(Detalhamento.OpçãoServiços,OFFSET(Import.PLQ,$A29-1,AO$15-1,1,1),IF(ISNUMBER(INDEX(Import.PLE,Detalhamento!$E29,Detalhamento!AO$15)),IF(INDEX(Import.PLE,Detalhamento!$E29,Detalhamento!AO$15)<=mediçao,OFFSET(Import.PLQ,$A29-1,AO$15-1,1,1),0),0),IF(ISNUMBER(INDEX(Import.PLE,Detalhamento!$E29,Detalhamento!AO$15)),IF(INDEX(Import.PLE,Detalhamento!$E29,Detalhamento!AO$15)<=mediçao,0,OFFSET(Import.PLQ,$A29-1,AO$15-1,1,1)),OFFSET(Import.PLQ,$A29-1,AO$15-1,1,1))))","v":0},{"$f":"IF(AP$13=\"\",0,CHOOSE(Detalhamento.OpçãoServiços,OFFSET(Import.PLQ,$A29-1,AP$15-1,1,1),IF(ISNUMBER(INDEX(Import.PLE,Detalhamento!$E29,Detalhamento!AP$15)),IF(INDEX(Import.PLE,Detalhamento!$E29,Detalhamento!AP$15)<=mediçao,OFFSET(Import.PLQ,$A29-1,AP$15-1,1,1),0),0),IF(ISNUMBER(INDEX(Import.PLE,Detalhamento!$E29,Detalhamento!AP$15)),IF(INDEX(Import.PLE,Detalhamento!$E29,Detalhamento!AP$15)<=mediçao,0,OFFSET(Import.PLQ,$A29-1,AP$15-1,1,1)),OFFSET(Import.PLQ,$A29-1,AP$15-1,1,1))))","v":0},{"$f":"IF(AQ$13=\"\",0,CHOOSE(Detalhamento.OpçãoServiços,OFFSET(Import.PLQ,$A29-1,AQ$15-1,1,1),IF(ISNUMBER(INDEX(Import.PLE,Detalhamento!$E29,Detalhamento!AQ$15)),IF(INDEX(Import.PLE,Detalhamento!$E29,Detalhamento!AQ$15)<=mediçao,OFFSET(Import.PLQ,$A29-1,AQ$15-1,1,1),0),0),IF(ISNUMBER(INDEX(Import.PLE,Detalhamento!$E29,Detalhamento!AQ$15)),IF(INDEX(Import.PLE,Detalhamento!$E29,Detalhamento!AQ$15)<=mediçao,0,OFFSET(Import.PLQ,$A29-1,AQ$15-1,1,1)),OFFSET(Import.PLQ,$A29-1,AQ$15-1,1,1))))","v":0},{"$f":"IF(AR$13=\"\",0,CHOOSE(Detalhamento.OpçãoServiços,OFFSET(Import.PLQ,$A29-1,AR$15-1,1,1),IF(ISNUMBER(INDEX(Import.PLE,Detalhamento!$E29,Detalhamento!AR$15)),IF(INDEX(Import.PLE,Detalhamento!$E29,Detalhamento!AR$15)<=mediçao,OFFSET(Import.PLQ,$A29-1,AR$15-1,1,1),0),0),IF(ISNUMBER(INDEX(Import.PLE,Detalhamento!$E29,Detalhamento!AR$15)),IF(INDEX(Import.PLE,Detalhamento!$E29,Detalhamento!AR$15)<=mediçao,0,OFFSET(Import.PLQ,$A29-1,AR$15-1,1,1)),OFFSET(Import.PLQ,$A29-1,AR$15-1,1,1))))","v":0},{"$f":"IF(AS$13=\"\",0,CHOOSE(Detalhamento.OpçãoServiços,OFFSET(Import.PLQ,$A29-1,AS$15-1,1,1),IF(ISNUMBER(INDEX(Import.PLE,Detalhamento!$E29,Detalhamento!AS$15)),IF(INDEX(Import.PLE,Detalhamento!$E29,Detalhamento!AS$15)<=mediçao,OFFSET(Import.PLQ,$A29-1,AS$15-1,1,1),0),0),IF(ISNUMBER(INDEX(Import.PLE,Detalhamento!$E29,Detalhamento!AS$15)),IF(INDEX(Import.PLE,Detalhamento!$E29,Detalhamento!AS$15)<=mediçao,0,OFFSET(Import.PLQ,$A29-1,AS$15-1,1,1)),OFFSET(Import.PLQ,$A29-1,AS$15-1,1,1))))","v":0},{"$f":"IF(AT$13=\"\",0,CHOOSE(Detalhamento.OpçãoServiços,OFFSET(Import.PLQ,$A29-1,AT$15-1,1,1),IF(ISNUMBER(INDEX(Import.PLE,Detalhamento!$E29,Detalhamento!AT$15)),IF(INDEX(Import.PLE,Detalhamento!$E29,Detalhamento!AT$15)<=mediçao,OFFSET(Import.PLQ,$A29-1,AT$15-1,1,1),0),0),IF(ISNUMBER(INDEX(Import.PLE,Detalhamento!$E29,Detalhamento!AT$15)),IF(INDEX(Import.PLE,Detalhamento!$E29,Detalhamento!AT$15)<=mediçao,0,OFFSET(Import.PLQ,$A29-1,AT$15-1,1,1)),OFFSET(Import.PLQ,$A29-1,AT$15-1,1,1))))","v":0},{"$f":"IF(AU$13=\"\",0,CHOOSE(Detalhamento.OpçãoServiços,OFFSET(Import.PLQ,$A29-1,AU$15-1,1,1),IF(ISNUMBER(INDEX(Import.PLE,Detalhamento!$E29,Detalhamento!AU$15)),IF(INDEX(Import.PLE,Detalhamento!$E29,Detalhamento!AU$15)<=mediçao,OFFSET(Import.PLQ,$A29-1,AU$15-1,1,1),0),0),IF(ISNUMBER(INDEX(Import.PLE,Detalhamento!$E29,Detalhamento!AU$15)),IF(INDEX(Import.PLE,Detalhamento!$E29,Detalhamento!AU$15)<=mediçao,0,OFFSET(Import.PLQ,$A29-1,AU$15-1,1,1)),OFFSET(Import.PLQ,$A29-1,AU$15-1,1,1))))","v":0},{"$f":"IF(AV$13=\"\",0,CHOOSE(Detalhamento.OpçãoServiços,OFFSET(Import.PLQ,$A29-1,AV$15-1,1,1),IF(ISNUMBER(INDEX(Import.PLE,Detalhamento!$E29,Detalhamento!AV$15)),IF(INDEX(Import.PLE,Detalhamento!$E29,Detalhamento!AV$15)<=mediçao,OFFSET(Import.PLQ,$A29-1,AV$15-1,1,1),0),0),IF(ISNUMBER(INDEX(Import.PLE,Detalhamento!$E29,Detalhamento!AV$15)),IF(INDEX(Import.PLE,Detalhamento!$E29,Detalhamento!AV$15)<=mediçao,0,OFFSET(Import.PLQ,$A29-1,AV$15-1,1,1)),OFFSET(Import.PLQ,$A29-1,AV$15-1,1,1))))","v":0},{"$f":"IF(AW$13=\"\",0,CHOOSE(Detalhamento.OpçãoServiços,OFFSET(Import.PLQ,$A29-1,AW$15-1,1,1),IF(ISNUMBER(INDEX(Import.PLE,Detalhamento!$E29,Detalhamento!AW$15)),IF(INDEX(Import.PLE,Detalhamento!$E29,Detalhamento!AW$15)<=mediçao,OFFSET(Import.PLQ,$A29-1,AW$15-1,1,1),0),0),IF(ISNUMBER(INDEX(Import.PLE,Detalhamento!$E29,Detalhamento!AW$15)),IF(INDEX(Import.PLE,Detalhamento!$E29,Detalhamento!AW$15)<=mediçao,0,OFFSET(Import.PLQ,$A29-1,AW$15-1,1,1)),OFFSET(Import.PLQ,$A29-1,AW$15-1,1,1))))","v":0},{"$f":"IF(AX$13=\"\",0,CHOOSE(Detalhamento.OpçãoServiços,OFFSET(Import.PLQ,$A29-1,AX$15-1,1,1),IF(ISNUMBER(INDEX(Import.PLE,Detalhamento!$E29,Detalhamento!AX$15)),IF(INDEX(Import.PLE,Detalhamento!$E29,Detalhamento!AX$15)<=mediçao,OFFSET(Import.PLQ,$A29-1,AX$15-1,1,1),0),0),IF(ISNUMBER(INDEX(Import.PLE,Detalhamento!$E29,Detalhamento!AX$15)),IF(INDEX(Import.PLE,Detalhamento!$E29,Detalhamento!AX$15)<=mediçao,0,OFFSET(Import.PLQ,$A29-1,AX$15-1,1,1)),OFFSET(Import.PLQ,$A29-1,AX$15-1,1,1))))","v":0},{"$f":"IF(AY$13=\"\",0,CHOOSE(Detalhamento.OpçãoServiços,OFFSET(Import.PLQ,$A29-1,AY$15-1,1,1),IF(ISNUMBER(INDEX(Import.PLE,Detalhamento!$E29,Detalhamento!AY$15)),IF(INDEX(Import.PLE,Detalhamento!$E29,Detalhamento!AY$15)<=mediçao,OFFSET(Import.PLQ,$A29-1,AY$15-1,1,1),0),0),IF(ISNUMBER(INDEX(Import.PLE,Detalhamento!$E29,Detalhamento!AY$15)),IF(INDEX(Import.PLE,Detalhamento!$E29,Detalhamento!AY$15)<=mediçao,0,OFFSET(Import.PLQ,$A29-1,AY$15-1,1,1)),OFFSET(Import.PLQ,$A29-1,AY$15-1,1,1))))","v":0},{"$f":"IF(AZ$13=\"\",0,CHOOSE(Detalhamento.OpçãoServiços,OFFSET(Import.PLQ,$A29-1,AZ$15-1,1,1),IF(ISNUMBER(INDEX(Import.PLE,Detalhamento!$E29,Detalhamento!AZ$15)),IF(INDEX(Import.PLE,Detalhamento!$E29,Detalhamento!AZ$15)<=mediçao,OFFSET(Import.PLQ,$A29-1,AZ$15-1,1,1),0),0),IF(ISNUMBER(INDEX(Import.PLE,Detalhamento!$E29,Detalhamento!AZ$15)),IF(INDEX(Import.PLE,Detalhamento!$E29,Detalhamento!AZ$15)<=mediçao,0,OFFSET(Import.PLQ,$A29-1,AZ$15-1,1,1)),OFFSET(Import.PLQ,$A29-1,AZ$15-1,1,1))))","v":0},{"$f":"IF(BA$13=\"\",0,CHOOSE(Detalhamento.OpçãoServiços,OFFSET(Import.PLQ,$A29-1,BA$15-1,1,1),IF(ISNUMBER(INDEX(Import.PLE,Detalhamento!$E29,Detalhamento!BA$15)),IF(INDEX(Import.PLE,Detalhamento!$E29,Detalhamento!BA$15)<=mediçao,OFFSET(Import.PLQ,$A29-1,BA$15-1,1,1),0),0),IF(ISNUMBER(INDEX(Import.PLE,Detalhamento!$E29,Detalhamento!BA$15)),IF(INDEX(Import.PLE,Detalhamento!$E29,Detalhamento!BA$15)<=mediçao,0,OFFSET(Import.PLQ,$A29-1,BA$15-1,1,1)),OFFSET(Import.PLQ,$A29-1,BA$15-1,1,1))))","v":0},{"$f":"IF(BB$13=\"\",0,CHOOSE(Detalhamento.OpçãoServiços,OFFSET(Import.PLQ,$A29-1,BB$15-1,1,1),IF(ISNUMBER(INDEX(Import.PLE,Detalhamento!$E29,Detalhamento!BB$15)),IF(INDEX(Import.PLE,Detalhamento!$E29,Detalhamento!BB$15)<=mediçao,OFFSET(Import.PLQ,$A29-1,BB$15-1,1,1),0),0),IF(ISNUMBER(INDEX(Import.PLE,Detalhamento!$E29,Detalhamento!BB$15)),IF(INDEX(Import.PLE,Detalhamento!$E29,Detalhamento!BB$15)<=mediçao,0,OFFSET(Import.PLQ,$A29-1,BB$15-1,1,1)),OFFSET(Import.PLQ,$A29-1,BB$15-1,1,1))))","v":0},{"$f":"IF(BC$13=\"\",0,CHOOSE(Detalhamento.OpçãoServiços,OFFSET(Import.PLQ,$A29-1,BC$15-1,1,1),IF(ISNUMBER(INDEX(Import.PLE,Detalhamento!$E29,Detalhamento!BC$15)),IF(INDEX(Import.PLE,Detalhamento!$E29,Detalhamento!BC$15)<=mediçao,OFFSET(Import.PLQ,$A29-1,BC$15-1,1,1),0),0),IF(ISNUMBER(INDEX(Import.PLE,Detalhamento!$E29,Detalhamento!BC$15)),IF(INDEX(Import.PLE,Detalhamento!$E29,Detalhamento!BC$15)<=mediçao,0,OFFSET(Import.PLQ,$A29-1,BC$15-1,1,1)),OFFSET(Import.PLQ,$A29-1,BC$15-1,1,1))))","v":0},{"$f":"IF(BD$13=\"\",0,CHOOSE(Detalhamento.OpçãoServiços,OFFSET(Import.PLQ,$A29-1,BD$15-1,1,1),IF(ISNUMBER(INDEX(Import.PLE,Detalhamento!$E29,Detalhamento!BD$15)),IF(INDEX(Import.PLE,Detalhamento!$E29,Detalhamento!BD$15)<=mediçao,OFFSET(Import.PLQ,$A29-1,BD$15-1,1,1),0),0),IF(ISNUMBER(INDEX(Import.PLE,Detalhamento!$E29,Detalhamento!BD$15)),IF(INDEX(Import.PLE,Detalhamento!$E29,Detalhamento!BD$15)<=mediçao,0,OFFSET(Import.PLQ,$A29-1,BD$15-1,1,1)),OFFSET(Import.PLQ,$A29-1,BD$15-1,1,1))))","v":0},{"$f":"IF(BE$13=\"\",0,CHOOSE(Detalhamento.OpçãoServiços,OFFSET(Import.PLQ,$A29-1,BE$15-1,1,1),IF(ISNUMBER(INDEX(Import.PLE,Detalhamento!$E29,Detalhamento!BE$15)),IF(INDEX(Import.PLE,Detalhamento!$E29,Detalhamento!BE$15)<=mediçao,OFFSET(Import.PLQ,$A29-1,BE$15-1,1,1),0),0),IF(ISNUMBER(INDEX(Import.PLE,Detalhamento!$E29,Detalhamento!BE$15)),IF(INDEX(Import.PLE,Detalhamento!$E29,Detalhamento!BE$15)<=mediçao,0,OFFSET(Import.PLQ,$A29-1,BE$15-1,1,1)),OFFSET(Import.PLQ,$A29-1,BE$15-1,1,1))))","v":0},{"$f":"IF(BF$13=\"\",0,CHOOSE(Detalhamento.OpçãoServiços,OFFSET(Import.PLQ,$A29-1,BF$15-1,1,1),IF(ISNUMBER(INDEX(Import.PLE,Detalhamento!$E29,Detalhamento!BF$15)),IF(INDEX(Import.PLE,Detalhamento!$E29,Detalhamento!BF$15)<=mediçao,OFFSET(Import.PLQ,$A29-1,BF$15-1,1,1),0),0),IF(ISNUMBER(INDEX(Import.PLE,Detalhamento!$E29,Detalhamento!BF$15)),IF(INDEX(Import.PLE,Detalhamento!$E29,Detalhamento!BF$15)<=mediçao,0,OFFSET(Import.PLQ,$A29-1,BF$15-1,1,1)),OFFSET(Import.PLQ,$A29-1,BF$15-1,1,1))))","v":0},{"$f":"IF(BG$13=\"\",0,CHOOSE(Detalhamento.OpçãoServiços,OFFSET(Import.PLQ,$A29-1,BG$15-1,1,1),IF(ISNUMBER(INDEX(Import.PLE,Detalhamento!$E29,Detalhamento!BG$15)),IF(INDEX(Import.PLE,Detalhamento!$E29,Detalhamento!BG$15)<=mediçao,OFFSET(Import.PLQ,$A29-1,BG$15-1,1,1),0),0),IF(ISNUMBER(INDEX(Import.PLE,Detalhamento!$E29,Detalhamento!BG$15)),IF(INDEX(Import.PLE,Detalhamento!$E29,Detalhamento!BG$15)<=mediçao,0,OFFSET(Import.PLQ,$A29-1,BG$15-1,1,1)),OFFSET(Import.PLQ,$A29-1,BG$15-1,1,1))))","v":0},{"$f":"IF(BH$13=\"\",0,CHOOSE(Detalhamento.OpçãoServiços,OFFSET(Import.PLQ,$A29-1,BH$15-1,1,1),IF(ISNUMBER(INDEX(Import.PLE,Detalhamento!$E29,Detalhamento!BH$15)),IF(INDEX(Import.PLE,Detalhamento!$E29,Detalhamento!BH$15)<=mediçao,OFFSET(Import.PLQ,$A29-1,BH$15-1,1,1),0),0),IF(ISNUMBER(INDEX(Import.PLE,Detalhamento!$E29,Detalhamento!BH$15)),IF(INDEX(Import.PLE,Detalhamento!$E29,Detalhamento!BH$15)<=mediçao,0,OFFSET(Import.PLQ,$A29-1,BH$15-1,1,1)),OFFSET(Import.PLQ,$A29-1,BH$15-1,1,1))))","v":0},{"$f":"IF(BI$13=\"\",0,CHOOSE(Detalhamento.OpçãoServiços,OFFSET(Import.PLQ,$A29-1,BI$15-1,1,1),IF(ISNUMBER(INDEX(Import.PLE,Detalhamento!$E29,Detalhamento!BI$15)),IF(INDEX(Import.PLE,Detalhamento!$E29,Detalhamento!BI$15)<=mediçao,OFFSET(Import.PLQ,$A29-1,BI$15-1,1,1),0),0),IF(ISNUMBER(INDEX(Import.PLE,Detalhamento!$E29,Detalhamento!BI$15)),IF(INDEX(Import.PLE,Detalhamento!$E29,Detalhamento!BI$15)<=mediçao,0,OFFSET(Import.PLQ,$A29-1,BI$15-1,1,1)),OFFSET(Import.PLQ,$A29-1,BI$15-1,1,1))))","v":0}]
[14,"Nível",null,null,4,0,"1.4.","COBERTURA","","",null,{"$f":"IF(L$13=\"\",0,CHOOSE(Detalhamento.OpçãoServiços,OFFSET(Import.PLQ,$A30-1,L$15-1,1,1),IF(ISNUMBER(INDEX(Import.PLE,Detalhamento!$E30,Detalhamento!L$15)),IF(INDEX(Import.PLE,Detalhamento!$E30,Detalhamento!L$15)<=mediçao,OFFSET(Import.PLQ,$A30-1,L$15-1,1,1),0),0),IF(ISNUMBER(INDEX(Import.PLE,Detalhamento!$E30,Detalhamento!L$15)),IF(INDEX(Import.PLE,Detalhamento!$E30,Detalhamento!L$15)<=mediçao,0,OFFSET(Import.PLQ,$A30-1,L$15-1,1,1)),OFFSET(Import.PLQ,$A30-1,L$15-1,1,1))))","v":0},{"$f":"IF(M$13=\"\",0,CHOOSE(Detalhamento.OpçãoServiços,OFFSET(Import.PLQ,$A30-1,M$15-1,1,1),IF(ISNUMBER(INDEX(Import.PLE,Detalhamento!$E30,Detalhamento!M$15)),IF(INDEX(Import.PLE,Detalhamento!$E30,Detalhamento!M$15)<=mediçao,OFFSET(Import.PLQ,$A30-1,M$15-1,1,1),0),0),IF(ISNUMBER(INDEX(Import.PLE,Detalhamento!$E30,Detalhamento!M$15)),IF(INDEX(Import.PLE,Detalhamento!$E30,Detalhamento!M$15)<=mediçao,0,OFFSET(Import.PLQ,$A30-1,M$15-1,1,1)),OFFSET(Import.PLQ,$A30-1,M$15-1,1,1))))","v":0},{"$f":"IF(N$13=\"\",0,CHOOSE(Detalhamento.OpçãoServiços,OFFSET(Import.PLQ,$A30-1,N$15-1,1,1),IF(ISNUMBER(INDEX(Import.PLE,Detalhamento!$E30,Detalhamento!N$15)),IF(INDEX(Import.PLE,Detalhamento!$E30,Detalhamento!N$15)<=mediçao,OFFSET(Import.PLQ,$A30-1,N$15-1,1,1),0),0),IF(ISNUMBER(INDEX(Import.PLE,Detalhamento!$E30,Detalhamento!N$15)),IF(INDEX(Import.PLE,Detalhamento!$E30,Detalhamento!N$15)<=mediçao,0,OFFSET(Import.PLQ,$A30-1,N$15-1,1,1)),OFFSET(Import.PLQ,$A30-1,N$15-1,1,1))))","v":0},{"$f":"IF(O$13=\"\",0,CHOOSE(Detalhamento.OpçãoServiços,OFFSET(Import.PLQ,$A30-1,O$15-1,1,1),IF(ISNUMBER(INDEX(Import.PLE,Detalhamento!$E30,Detalhamento!O$15)),IF(INDEX(Import.PLE,Detalhamento!$E30,Detalhamento!O$15)<=mediçao,OFFSET(Import.PLQ,$A30-1,O$15-1,1,1),0),0),IF(ISNUMBER(INDEX(Import.PLE,Detalhamento!$E30,Detalhamento!O$15)),IF(INDEX(Import.PLE,Detalhamento!$E30,Detalhamento!O$15)<=mediçao,0,OFFSET(Import.PLQ,$A30-1,O$15-1,1,1)),OFFSET(Import.PLQ,$A30-1,O$15-1,1,1))))","v":0},{"$f":"IF(P$13=\"\",0,CHOOSE(Detalhamento.OpçãoServiços,OFFSET(Import.PLQ,$A30-1,P$15-1,1,1),IF(ISNUMBER(INDEX(Import.PLE,Detalhamento!$E30,Detalhamento!P$15)),IF(INDEX(Import.PLE,Detalhamento!$E30,Detalhamento!P$15)<=mediçao,OFFSET(Import.PLQ,$A30-1,P$15-1,1,1),0),0),IF(ISNUMBER(INDEX(Import.PLE,Detalhamento!$E30,Detalhamento!P$15)),IF(INDEX(Import.PLE,Detalhamento!$E30,Detalhamento!P$15)<=mediçao,0,OFFSET(Import.PLQ,$A30-1,P$15-1,1,1)),OFFSET(Import.PLQ,$A30-1,P$15-1,1,1))))","v":0},{"$f":"IF(Q$13=\"\",0,CHOOSE(Detalhamento.OpçãoServiços,OFFSET(Import.PLQ,$A30-1,Q$15-1,1,1),IF(ISNUMBER(INDEX(Import.PLE,Detalhamento!$E30,Detalhamento!Q$15)),IF(INDEX(Import.PLE,Detalhamento!$E30,Detalhamento!Q$15)<=mediçao,OFFSET(Import.PLQ,$A30-1,Q$15-1,1,1),0),0),IF(ISNUMBER(INDEX(Import.PLE,Detalhamento!$E30,Detalhamento!Q$15)),IF(INDEX(Import.PLE,Detalhamento!$E30,Detalhamento!Q$15)<=mediçao,0,OFFSET(Import.PLQ,$A30-1,Q$15-1,1,1)),OFFSET(Import.PLQ,$A30-1,Q$15-1,1,1))))","v":0},{"$f":"IF(R$13=\"\",0,CHOOSE(Detalhamento.OpçãoServiços,OFFSET(Import.PLQ,$A30-1,R$15-1,1,1),IF(ISNUMBER(INDEX(Import.PLE,Detalhamento!$E30,Detalhamento!R$15)),IF(INDEX(Import.PLE,Detalhamento!$E30,Detalhamento!R$15)<=mediçao,OFFSET(Import.PLQ,$A30-1,R$15-1,1,1),0),0),IF(ISNUMBER(INDEX(Import.PLE,Detalhamento!$E30,Detalhamento!R$15)),IF(INDEX(Import.PLE,Detalhamento!$E30,Detalhamento!R$15)<=mediçao,0,OFFSET(Import.PLQ,$A30-1,R$15-1,1,1)),OFFSET(Import.PLQ,$A30-1,R$15-1,1,1))))","v":0},{"$f":"IF(S$13=\"\",0,CHOOSE(Detalhamento.OpçãoServiços,OFFSET(Import.PLQ,$A30-1,S$15-1,1,1),IF(ISNUMBER(INDEX(Import.PLE,Detalhamento!$E30,Detalhamento!S$15)),IF(INDEX(Import.PLE,Detalhamento!$E30,Detalhamento!S$15)<=mediçao,OFFSET(Import.PLQ,$A30-1,S$15-1,1,1),0),0),IF(ISNUMBER(INDEX(Import.PLE,Detalhamento!$E30,Detalhamento!S$15)),IF(INDEX(Import.PLE,Detalhamento!$E30,Detalhamento!S$15)<=mediçao,0,OFFSET(Import.PLQ,$A30-1,S$15-1,1,1)),OFFSET(Import.PLQ,$A30-1,S$15-1,1,1))))","v":0},{"$f":"IF(T$13=\"\",0,CHOOSE(Detalhamento.OpçãoServiços,OFFSET(Import.PLQ,$A30-1,T$15-1,1,1),IF(ISNUMBER(INDEX(Import.PLE,Detalhamento!$E30,Detalhamento!T$15)),IF(INDEX(Import.PLE,Detalhamento!$E30,Detalhamento!T$15)<=mediçao,OFFSET(Import.PLQ,$A30-1,T$15-1,1,1),0),0),IF(ISNUMBER(INDEX(Import.PLE,Detalhamento!$E30,Detalhamento!T$15)),IF(INDEX(Import.PLE,Detalhamento!$E30,Detalhamento!T$15)<=mediçao,0,OFFSET(Import.PLQ,$A30-1,T$15-1,1,1)),OFFSET(Import.PLQ,$A30-1,T$15-1,1,1))))","v":0},{"$f":"IF(U$13=\"\",0,CHOOSE(Detalhamento.OpçãoServiços,OFFSET(Import.PLQ,$A30-1,U$15-1,1,1),IF(ISNUMBER(INDEX(Import.PLE,Detalhamento!$E30,Detalhamento!U$15)),IF(INDEX(Import.PLE,Detalhamento!$E30,Detalhamento!U$15)<=mediçao,OFFSET(Import.PLQ,$A30-1,U$15-1,1,1),0),0),IF(ISNUMBER(INDEX(Import.PLE,Detalhamento!$E30,Detalhamento!U$15)),IF(INDEX(Import.PLE,Detalhamento!$E30,Detalhamento!U$15)<=mediçao,0,OFFSET(Import.PLQ,$A30-1,U$15-1,1,1)),OFFSET(Import.PLQ,$A30-1,U$15-1,1,1))))","v":0},{"$f":"IF(V$13=\"\",0,CHOOSE(Detalhamento.OpçãoServiços,OFFSET(Import.PLQ,$A30-1,V$15-1,1,1),IF(ISNUMBER(INDEX(Import.PLE,Detalhamento!$E30,Detalhamento!V$15)),IF(INDEX(Import.PLE,Detalhamento!$E30,Detalhamento!V$15)<=mediçao,OFFSET(Import.PLQ,$A30-1,V$15-1,1,1),0),0),IF(ISNUMBER(INDEX(Import.PLE,Detalhamento!$E30,Detalhamento!V$15)),IF(INDEX(Import.PLE,Detalhamento!$E30,Detalhamento!V$15)<=mediçao,0,OFFSET(Import.PLQ,$A30-1,V$15-1,1,1)),OFFSET(Import.PLQ,$A30-1,V$15-1,1,1))))","v":0},{"$f":"IF(W$13=\"\",0,CHOOSE(Detalhamento.OpçãoServiços,OFFSET(Import.PLQ,$A30-1,W$15-1,1,1),IF(ISNUMBER(INDEX(Import.PLE,Detalhamento!$E30,Detalhamento!W$15)),IF(INDEX(Import.PLE,Detalhamento!$E30,Detalhamento!W$15)<=mediçao,OFFSET(Import.PLQ,$A30-1,W$15-1,1,1),0),0),IF(ISNUMBER(INDEX(Import.PLE,Detalhamento!$E30,Detalhamento!W$15)),IF(INDEX(Import.PLE,Detalhamento!$E30,Detalhamento!W$15)<=mediçao,0,OFFSET(Import.PLQ,$A30-1,W$15-1,1,1)),OFFSET(Import.PLQ,$A30-1,W$15-1,1,1))))","v":0},{"$f":"IF(X$13=\"\",0,CHOOSE(Detalhamento.OpçãoServiços,OFFSET(Import.PLQ,$A30-1,X$15-1,1,1),IF(ISNUMBER(INDEX(Import.PLE,Detalhamento!$E30,Detalhamento!X$15)),IF(INDEX(Import.PLE,Detalhamento!$E30,Detalhamento!X$15)<=mediçao,OFFSET(Import.PLQ,$A30-1,X$15-1,1,1),0),0),IF(ISNUMBER(INDEX(Import.PLE,Detalhamento!$E30,Detalhamento!X$15)),IF(INDEX(Import.PLE,Detalhamento!$E30,Detalhamento!X$15)<=mediçao,0,OFFSET(Import.PLQ,$A30-1,X$15-1,1,1)),OFFSET(Import.PLQ,$A30-1,X$15-1,1,1))))","v":0},{"$f":"IF(Y$13=\"\",0,CHOOSE(Detalhamento.OpçãoServiços,OFFSET(Import.PLQ,$A30-1,Y$15-1,1,1),IF(ISNUMBER(INDEX(Import.PLE,Detalhamento!$E30,Detalhamento!Y$15)),IF(INDEX(Import.PLE,Detalhamento!$E30,Detalhamento!Y$15)<=mediçao,OFFSET(Import.PLQ,$A30-1,Y$15-1,1,1),0),0),IF(ISNUMBER(INDEX(Import.PLE,Detalhamento!$E30,Detalhamento!Y$15)),IF(INDEX(Import.PLE,Detalhamento!$E30,Detalhamento!Y$15)<=mediçao,0,OFFSET(Import.PLQ,$A30-1,Y$15-1,1,1)),OFFSET(Import.PLQ,$A30-1,Y$15-1,1,1))))","v":0},{"$f":"IF(Z$13=\"\",0,CHOOSE(Detalhamento.OpçãoServiços,OFFSET(Import.PLQ,$A30-1,Z$15-1,1,1),IF(ISNUMBER(INDEX(Import.PLE,Detalhamento!$E30,Detalhamento!Z$15)),IF(INDEX(Import.PLE,Detalhamento!$E30,Detalhamento!Z$15)<=mediçao,OFFSET(Import.PLQ,$A30-1,Z$15-1,1,1),0),0),IF(ISNUMBER(INDEX(Import.PLE,Detalhamento!$E30,Detalhamento!Z$15)),IF(INDEX(Import.PLE,Detalhamento!$E30,Detalhamento!Z$15)<=mediçao,0,OFFSET(Import.PLQ,$A30-1,Z$15-1,1,1)),OFFSET(Import.PLQ,$A30-1,Z$15-1,1,1))))","v":0},{"$f":"IF(AA$13=\"\",0,CHOOSE(Detalhamento.OpçãoServiços,OFFSET(Import.PLQ,$A30-1,AA$15-1,1,1),IF(ISNUMBER(INDEX(Import.PLE,Detalhamento!$E30,Detalhamento!AA$15)),IF(INDEX(Import.PLE,Detalhamento!$E30,Detalhamento!AA$15)<=mediçao,OFFSET(Import.PLQ,$A30-1,AA$15-1,1,1),0),0),IF(ISNUMBER(INDEX(Import.PLE,Detalhamento!$E30,Detalhamento!AA$15)),IF(INDEX(Import.PLE,Detalhamento!$E30,Detalhamento!AA$15)<=mediçao,0,OFFSET(Import.PLQ,$A30-1,AA$15-1,1,1)),OFFSET(Import.PLQ,$A30-1,AA$15-1,1,1))))","v":0},{"$f":"IF(AB$13=\"\",0,CHOOSE(Detalhamento.OpçãoServiços,OFFSET(Import.PLQ,$A30-1,AB$15-1,1,1),IF(ISNUMBER(INDEX(Import.PLE,Detalhamento!$E30,Detalhamento!AB$15)),IF(INDEX(Import.PLE,Detalhamento!$E30,Detalhamento!AB$15)<=mediçao,OFFSET(Import.PLQ,$A30-1,AB$15-1,1,1),0),0),IF(ISNUMBER(INDEX(Import.PLE,Detalhamento!$E30,Detalhamento!AB$15)),IF(INDEX(Import.PLE,Detalhamento!$E30,Detalhamento!AB$15)<=mediçao,0,OFFSET(Import.PLQ,$A30-1,AB$15-1,1,1)),OFFSET(Import.PLQ,$A30-1,AB$15-1,1,1))))","v":0},{"$f":"IF(AC$13=\"\",0,CHOOSE(Detalhamento.OpçãoServiços,OFFSET(Import.PLQ,$A30-1,AC$15-1,1,1),IF(ISNUMBER(INDEX(Import.PLE,Detalhamento!$E30,Detalhamento!AC$15)),IF(INDEX(Import.PLE,Detalhamento!$E30,Detalhamento!AC$15)<=mediçao,OFFSET(Import.PLQ,$A30-1,AC$15-1,1,1),0),0),IF(ISNUMBER(INDEX(Import.PLE,Detalhamento!$E30,Detalhamento!AC$15)),IF(INDEX(Import.PLE,Detalhamento!$E30,Detalhamento!AC$15)<=mediçao,0,OFFSET(Import.PLQ,$A30-1,AC$15-1,1,1)),OFFSET(Import.PLQ,$A30-1,AC$15-1,1,1))))","v":0},{"$f":"IF(AD$13=\"\",0,CHOOSE(Detalhamento.OpçãoServiços,OFFSET(Import.PLQ,$A30-1,AD$15-1,1,1),IF(ISNUMBER(INDEX(Import.PLE,Detalhamento!$E30,Detalhamento!AD$15)),IF(INDEX(Import.PLE,Detalhamento!$E30,Detalhamento!AD$15)<=mediçao,OFFSET(Import.PLQ,$A30-1,AD$15-1,1,1),0),0),IF(ISNUMBER(INDEX(Import.PLE,Detalhamento!$E30,Detalhamento!AD$15)),IF(INDEX(Import.PLE,Detalhamento!$E30,Detalhamento!AD$15)<=mediçao,0,OFFSET(Import.PLQ,$A30-1,AD$15-1,1,1)),OFFSET(Import.PLQ,$A30-1,AD$15-1,1,1))))","v":0},{"$f":"IF(AE$13=\"\",0,CHOOSE(Detalhamento.OpçãoServiços,OFFSET(Import.PLQ,$A30-1,AE$15-1,1,1),IF(ISNUMBER(INDEX(Import.PLE,Detalhamento!$E30,Detalhamento!AE$15)),IF(INDEX(Import.PLE,Detalhamento!$E30,Detalhamento!AE$15)<=mediçao,OFFSET(Import.PLQ,$A30-1,AE$15-1,1,1),0),0),IF(ISNUMBER(INDEX(Import.PLE,Detalhamento!$E30,Detalhamento!AE$15)),IF(INDEX(Import.PLE,Detalhamento!$E30,Detalhamento!AE$15)<=mediçao,0,OFFSET(Import.PLQ,$A30-1,AE$15-1,1,1)),OFFSET(Import.PLQ,$A30-1,AE$15-1,1,1))))","v":0},{"$f":"IF(AF$13=\"\",0,CHOOSE(Detalhamento.OpçãoServiços,OFFSET(Import.PLQ,$A30-1,AF$15-1,1,1),IF(ISNUMBER(INDEX(Import.PLE,Detalhamento!$E30,Detalhamento!AF$15)),IF(INDEX(Import.PLE,Detalhamento!$E30,Detalhamento!AF$15)<=mediçao,OFFSET(Import.PLQ,$A30-1,AF$15-1,1,1),0),0),IF(ISNUMBER(INDEX(Import.PLE,Detalhamento!$E30,Detalhamento!AF$15)),IF(INDEX(Import.PLE,Detalhamento!$E30,Detalhamento!AF$15)<=mediçao,0,OFFSET(Import.PLQ,$A30-1,AF$15-1,1,1)),OFFSET(Import.PLQ,$A30-1,AF$15-1,1,1))))","v":0},{"$f":"IF(AG$13=\"\",0,CHOOSE(Detalhamento.OpçãoServiços,OFFSET(Import.PLQ,$A30-1,AG$15-1,1,1),IF(ISNUMBER(INDEX(Import.PLE,Detalhamento!$E30,Detalhamento!AG$15)),IF(INDEX(Import.PLE,Detalhamento!$E30,Detalhamento!AG$15)<=mediçao,OFFSET(Import.PLQ,$A30-1,AG$15-1,1,1),0),0),IF(ISNUMBER(INDEX(Import.PLE,Detalhamento!$E30,Detalhamento!AG$15)),IF(INDEX(Import.PLE,Detalhamento!$E30,Detalhamento!AG$15)<=mediçao,0,OFFSET(Import.PLQ,$A30-1,AG$15-1,1,1)),OFFSET(Import.PLQ,$A30-1,AG$15-1,1,1))))","v":0},{"$f":"IF(AH$13=\"\",0,CHOOSE(Detalhamento.OpçãoServiços,OFFSET(Import.PLQ,$A30-1,AH$15-1,1,1),IF(ISNUMBER(INDEX(Import.PLE,Detalhamento!$E30,Detalhamento!AH$15)),IF(INDEX(Import.PLE,Detalhamento!$E30,Detalhamento!AH$15)<=mediçao,OFFSET(Import.PLQ,$A30-1,AH$15-1,1,1),0),0),IF(ISNUMBER(INDEX(Import.PLE,Detalhamento!$E30,Detalhamento!AH$15)),IF(INDEX(Import.PLE,Detalhamento!$E30,Detalhamento!AH$15)<=mediçao,0,OFFSET(Import.PLQ,$A30-1,AH$15-1,1,1)),OFFSET(Import.PLQ,$A30-1,AH$15-1,1,1))))","v":0},{"$f":"IF(AI$13=\"\",0,CHOOSE(Detalhamento.OpçãoServiços,OFFSET(Import.PLQ,$A30-1,AI$15-1,1,1),IF(ISNUMBER(INDEX(Import.PLE,Detalhamento!$E30,Detalhamento!AI$15)),IF(INDEX(Import.PLE,Detalhamento!$E30,Detalhamento!AI$15)<=mediçao,OFFSET(Import.PLQ,$A30-1,AI$15-1,1,1),0),0),IF(ISNUMBER(INDEX(Import.PLE,Detalhamento!$E30,Detalhamento!AI$15)),IF(INDEX(Import.PLE,Detalhamento!$E30,Detalhamento!AI$15)<=mediçao,0,OFFSET(Import.PLQ,$A30-1,AI$15-1,1,1)),OFFSET(Import.PLQ,$A30-1,AI$15-1,1,1))))","v":0},{"$f":"IF(AJ$13=\"\",0,CHOOSE(Detalhamento.OpçãoServiços,OFFSET(Import.PLQ,$A30-1,AJ$15-1,1,1),IF(ISNUMBER(INDEX(Import.PLE,Detalhamento!$E30,Detalhamento!AJ$15)),IF(INDEX(Import.PLE,Detalhamento!$E30,Detalhamento!AJ$15)<=mediçao,OFFSET(Import.PLQ,$A30-1,AJ$15-1,1,1),0),0),IF(ISNUMBER(INDEX(Import.PLE,Detalhamento!$E30,Detalhamento!AJ$15)),IF(INDEX(Import.PLE,Detalhamento!$E30,Detalhamento!AJ$15)<=mediçao,0,OFFSET(Import.PLQ,$A30-1,AJ$15-1,1,1)),OFFSET(Import.PLQ,$A30-1,AJ$15-1,1,1))))","v":0},{"$f":"IF(AK$13=\"\",0,CHOOSE(Detalhamento.OpçãoServiços,OFFSET(Import.PLQ,$A30-1,AK$15-1,1,1),IF(ISNUMBER(INDEX(Import.PLE,Detalhamento!$E30,Detalhamento!AK$15)),IF(INDEX(Import.PLE,Detalhamento!$E30,Detalhamento!AK$15)<=mediçao,OFFSET(Import.PLQ,$A30-1,AK$15-1,1,1),0),0),IF(ISNUMBER(INDEX(Import.PLE,Detalhamento!$E30,Detalhamento!AK$15)),IF(INDEX(Import.PLE,Detalhamento!$E30,Detalhamento!AK$15)<=mediçao,0,OFFSET(Import.PLQ,$A30-1,AK$15-1,1,1)),OFFSET(Import.PLQ,$A30-1,AK$15-1,1,1))))","v":0},{"$f":"IF(AL$13=\"\",0,CHOOSE(Detalhamento.OpçãoServiços,OFFSET(Import.PLQ,$A30-1,AL$15-1,1,1),IF(ISNUMBER(INDEX(Import.PLE,Detalhamento!$E30,Detalhamento!AL$15)),IF(INDEX(Import.PLE,Detalhamento!$E30,Detalhamento!AL$15)<=mediçao,OFFSET(Import.PLQ,$A30-1,AL$15-1,1,1),0),0),IF(ISNUMBER(INDEX(Import.PLE,Detalhamento!$E30,Detalhamento!AL$15)),IF(INDEX(Import.PLE,Detalhamento!$E30,Detalhamento!AL$15)<=mediçao,0,OFFSET(Import.PLQ,$A30-1,AL$15-1,1,1)),OFFSET(Import.PLQ,$A30-1,AL$15-1,1,1))))","v":0},{"$f":"IF(AM$13=\"\",0,CHOOSE(Detalhamento.OpçãoServiços,OFFSET(Import.PLQ,$A30-1,AM$15-1,1,1),IF(ISNUMBER(INDEX(Import.PLE,Detalhamento!$E30,Detalhamento!AM$15)),IF(INDEX(Import.PLE,Detalhamento!$E30,Detalhamento!AM$15)<=mediçao,OFFSET(Import.PLQ,$A30-1,AM$15-1,1,1),0),0),IF(ISNUMBER(INDEX(Import.PLE,Detalhamento!$E30,Detalhamento!AM$15)),IF(INDEX(Import.PLE,Detalhamento!$E30,Detalhamento!AM$15)<=mediçao,0,OFFSET(Import.PLQ,$A30-1,AM$15-1,1,1)),OFFSET(Import.PLQ,$A30-1,AM$15-1,1,1))))","v":0},{"$f":"IF(AN$13=\"\",0,CHOOSE(Detalhamento.OpçãoServiços,OFFSET(Import.PLQ,$A30-1,AN$15-1,1,1),IF(ISNUMBER(INDEX(Import.PLE,Detalhamento!$E30,Detalhamento!AN$15)),IF(INDEX(Import.PLE,Detalhamento!$E30,Detalhamento!AN$15)<=mediçao,OFFSET(Import.PLQ,$A30-1,AN$15-1,1,1),0),0),IF(ISNUMBER(INDEX(Import.PLE,Detalhamento!$E30,Detalhamento!AN$15)),IF(INDEX(Import.PLE,Detalhamento!$E30,Detalhamento!AN$15)<=mediçao,0,OFFSET(Import.PLQ,$A30-1,AN$15-1,1,1)),OFFSET(Import.PLQ,$A30-1,AN$15-1,1,1))))","v":0},{"$f":"IF(AO$13=\"\",0,CHOOSE(Detalhamento.OpçãoServiços,OFFSET(Import.PLQ,$A30-1,AO$15-1,1,1),IF(ISNUMBER(INDEX(Import.PLE,Detalhamento!$E30,Detalhamento!AO$15)),IF(INDEX(Import.PLE,Detalhamento!$E30,Detalhamento!AO$15)<=mediçao,OFFSET(Import.PLQ,$A30-1,AO$15-1,1,1),0),0),IF(ISNUMBER(INDEX(Import.PLE,Detalhamento!$E30,Detalhamento!AO$15)),IF(INDEX(Import.PLE,Detalhamento!$E30,Detalhamento!AO$15)<=mediçao,0,OFFSET(Import.PLQ,$A30-1,AO$15-1,1,1)),OFFSET(Import.PLQ,$A30-1,AO$15-1,1,1))))","v":0},{"$f":"IF(AP$13=\"\",0,CHOOSE(Detalhamento.OpçãoServiços,OFFSET(Import.PLQ,$A30-1,AP$15-1,1,1),IF(ISNUMBER(INDEX(Import.PLE,Detalhamento!$E30,Detalhamento!AP$15)),IF(INDEX(Import.PLE,Detalhamento!$E30,Detalhamento!AP$15)<=mediçao,OFFSET(Import.PLQ,$A30-1,AP$15-1,1,1),0),0),IF(ISNUMBER(INDEX(Import.PLE,Detalhamento!$E30,Detalhamento!AP$15)),IF(INDEX(Import.PLE,Detalhamento!$E30,Detalhamento!AP$15)<=mediçao,0,OFFSET(Import.PLQ,$A30-1,AP$15-1,1,1)),OFFSET(Import.PLQ,$A30-1,AP$15-1,1,1))))","v":0},{"$f":"IF(AQ$13=\"\",0,CHOOSE(Detalhamento.OpçãoServiços,OFFSET(Import.PLQ,$A30-1,AQ$15-1,1,1),IF(ISNUMBER(INDEX(Import.PLE,Detalhamento!$E30,Detalhamento!AQ$15)),IF(INDEX(Import.PLE,Detalhamento!$E30,Detalhamento!AQ$15)<=mediçao,OFFSET(Import.PLQ,$A30-1,AQ$15-1,1,1),0),0),IF(ISNUMBER(INDEX(Import.PLE,Detalhamento!$E30,Detalhamento!AQ$15)),IF(INDEX(Import.PLE,Detalhamento!$E30,Detalhamento!AQ$15)<=mediçao,0,OFFSET(Import.PLQ,$A30-1,AQ$15-1,1,1)),OFFSET(Import.PLQ,$A30-1,AQ$15-1,1,1))))","v":0},{"$f":"IF(AR$13=\"\",0,CHOOSE(Detalhamento.OpçãoServiços,OFFSET(Import.PLQ,$A30-1,AR$15-1,1,1),IF(ISNUMBER(INDEX(Import.PLE,Detalhamento!$E30,Detalhamento!AR$15)),IF(INDEX(Import.PLE,Detalhamento!$E30,Detalhamento!AR$15)<=mediçao,OFFSET(Import.PLQ,$A30-1,AR$15-1,1,1),0),0),IF(ISNUMBER(INDEX(Import.PLE,Detalhamento!$E30,Detalhamento!AR$15)),IF(INDEX(Import.PLE,Detalhamento!$E30,Detalhamento!AR$15)<=mediçao,0,OFFSET(Import.PLQ,$A30-1,AR$15-1,1,1)),OFFSET(Import.PLQ,$A30-1,AR$15-1,1,1))))","v":0},{"$f":"IF(AS$13=\"\",0,CHOOSE(Detalhamento.OpçãoServiços,OFFSET(Import.PLQ,$A30-1,AS$15-1,1,1),IF(ISNUMBER(INDEX(Import.PLE,Detalhamento!$E30,Detalhamento!AS$15)),IF(INDEX(Import.PLE,Detalhamento!$E30,Detalhamento!AS$15)<=mediçao,OFFSET(Import.PLQ,$A30-1,AS$15-1,1,1),0),0),IF(ISNUMBER(INDEX(Import.PLE,Detalhamento!$E30,Detalhamento!AS$15)),IF(INDEX(Import.PLE,Detalhamento!$E30,Detalhamento!AS$15)<=mediçao,0,OFFSET(Import.PLQ,$A30-1,AS$15-1,1,1)),OFFSET(Import.PLQ,$A30-1,AS$15-1,1,1))))","v":0},{"$f":"IF(AT$13=\"\",0,CHOOSE(Detalhamento.OpçãoServiços,OFFSET(Import.PLQ,$A30-1,AT$15-1,1,1),IF(ISNUMBER(INDEX(Import.PLE,Detalhamento!$E30,Detalhamento!AT$15)),IF(INDEX(Import.PLE,Detalhamento!$E30,Detalhamento!AT$15)<=mediçao,OFFSET(Import.PLQ,$A30-1,AT$15-1,1,1),0),0),IF(ISNUMBER(INDEX(Import.PLE,Detalhamento!$E30,Detalhamento!AT$15)),IF(INDEX(Import.PLE,Detalhamento!$E30,Detalhamento!AT$15)<=mediçao,0,OFFSET(Import.PLQ,$A30-1,AT$15-1,1,1)),OFFSET(Import.PLQ,$A30-1,AT$15-1,1,1))))","v":0},{"$f":"IF(AU$13=\"\",0,CHOOSE(Detalhamento.OpçãoServiços,OFFSET(Import.PLQ,$A30-1,AU$15-1,1,1),IF(ISNUMBER(INDEX(Import.PLE,Detalhamento!$E30,Detalhamento!AU$15)),IF(INDEX(Import.PLE,Detalhamento!$E30,Detalhamento!AU$15)<=mediçao,OFFSET(Import.PLQ,$A30-1,AU$15-1,1,1),0),0),IF(ISNUMBER(INDEX(Import.PLE,Detalhamento!$E30,Detalhamento!AU$15)),IF(INDEX(Import.PLE,Detalhamento!$E30,Detalhamento!AU$15)<=mediçao,0,OFFSET(Import.PLQ,$A30-1,AU$15-1,1,1)),OFFSET(Import.PLQ,$A30-1,AU$15-1,1,1))))","v":0},{"$f":"IF(AV$13=\"\",0,CHOOSE(Detalhamento.OpçãoServiços,OFFSET(Import.PLQ,$A30-1,AV$15-1,1,1),IF(ISNUMBER(INDEX(Import.PLE,Detalhamento!$E30,Detalhamento!AV$15)),IF(INDEX(Import.PLE,Detalhamento!$E30,Detalhamento!AV$15)<=mediçao,OFFSET(Import.PLQ,$A30-1,AV$15-1,1,1),0),0),IF(ISNUMBER(INDEX(Import.PLE,Detalhamento!$E30,Detalhamento!AV$15)),IF(INDEX(Import.PLE,Detalhamento!$E30,Detalhamento!AV$15)<=mediçao,0,OFFSET(Import.PLQ,$A30-1,AV$15-1,1,1)),OFFSET(Import.PLQ,$A30-1,AV$15-1,1,1))))","v":0},{"$f":"IF(AW$13=\"\",0,CHOOSE(Detalhamento.OpçãoServiços,OFFSET(Import.PLQ,$A30-1,AW$15-1,1,1),IF(ISNUMBER(INDEX(Import.PLE,Detalhamento!$E30,Detalhamento!AW$15)),IF(INDEX(Import.PLE,Detalhamento!$E30,Detalhamento!AW$15)<=mediçao,OFFSET(Import.PLQ,$A30-1,AW$15-1,1,1),0),0),IF(ISNUMBER(INDEX(Import.PLE,Detalhamento!$E30,Detalhamento!AW$15)),IF(INDEX(Import.PLE,Detalhamento!$E30,Detalhamento!AW$15)<=mediçao,0,OFFSET(Import.PLQ,$A30-1,AW$15-1,1,1)),OFFSET(Import.PLQ,$A30-1,AW$15-1,1,1))))","v":0},{"$f":"IF(AX$13=\"\",0,CHOOSE(Detalhamento.OpçãoServiços,OFFSET(Import.PLQ,$A30-1,AX$15-1,1,1),IF(ISNUMBER(INDEX(Import.PLE,Detalhamento!$E30,Detalhamento!AX$15)),IF(INDEX(Import.PLE,Detalhamento!$E30,Detalhamento!AX$15)<=mediçao,OFFSET(Import.PLQ,$A30-1,AX$15-1,1,1),0),0),IF(ISNUMBER(INDEX(Import.PLE,Detalhamento!$E30,Detalhamento!AX$15)),IF(INDEX(Import.PLE,Detalhamento!$E30,Detalhamento!AX$15)<=mediçao,0,OFFSET(Import.PLQ,$A30-1,AX$15-1,1,1)),OFFSET(Import.PLQ,$A30-1,AX$15-1,1,1))))","v":0},{"$f":"IF(AY$13=\"\",0,CHOOSE(Detalhamento.OpçãoServiços,OFFSET(Import.PLQ,$A30-1,AY$15-1,1,1),IF(ISNUMBER(INDEX(Import.PLE,Detalhamento!$E30,Detalhamento!AY$15)),IF(INDEX(Import.PLE,Detalhamento!$E30,Detalhamento!AY$15)<=mediçao,OFFSET(Import.PLQ,$A30-1,AY$15-1,1,1),0),0),IF(ISNUMBER(INDEX(Import.PLE,Detalhamento!$E30,Detalhamento!AY$15)),IF(INDEX(Import.PLE,Detalhamento!$E30,Detalhamento!AY$15)<=mediçao,0,OFFSET(Import.PLQ,$A30-1,AY$15-1,1,1)),OFFSET(Import.PLQ,$A30-1,AY$15-1,1,1))))","v":0},{"$f":"IF(AZ$13=\"\",0,CHOOSE(Detalhamento.OpçãoServiços,OFFSET(Import.PLQ,$A30-1,AZ$15-1,1,1),IF(ISNUMBER(INDEX(Import.PLE,Detalhamento!$E30,Detalhamento!AZ$15)),IF(INDEX(Import.PLE,Detalhamento!$E30,Detalhamento!AZ$15)<=mediçao,OFFSET(Import.PLQ,$A30-1,AZ$15-1,1,1),0),0),IF(ISNUMBER(INDEX(Import.PLE,Detalhamento!$E30,Detalhamento!AZ$15)),IF(INDEX(Import.PLE,Detalhamento!$E30,Detalhamento!AZ$15)<=mediçao,0,OFFSET(Import.PLQ,$A30-1,AZ$15-1,1,1)),OFFSET(Import.PLQ,$A30-1,AZ$15-1,1,1))))","v":0},{"$f":"IF(BA$13=\"\",0,CHOOSE(Detalhamento.OpçãoServiços,OFFSET(Import.PLQ,$A30-1,BA$15-1,1,1),IF(ISNUMBER(INDEX(Import.PLE,Detalhamento!$E30,Detalhamento!BA$15)),IF(INDEX(Import.PLE,Detalhamento!$E30,Detalhamento!BA$15)<=mediçao,OFFSET(Import.PLQ,$A30-1,BA$15-1,1,1),0),0),IF(ISNUMBER(INDEX(Import.PLE,Detalhamento!$E30,Detalhamento!BA$15)),IF(INDEX(Import.PLE,Detalhamento!$E30,Detalhamento!BA$15)<=mediçao,0,OFFSET(Import.PLQ,$A30-1,BA$15-1,1,1)),OFFSET(Import.PLQ,$A30-1,BA$15-1,1,1))))","v":0},{"$f":"IF(BB$13=\"\",0,CHOOSE(Detalhamento.OpçãoServiços,OFFSET(Import.PLQ,$A30-1,BB$15-1,1,1),IF(ISNUMBER(INDEX(Import.PLE,Detalhamento!$E30,Detalhamento!BB$15)),IF(INDEX(Import.PLE,Detalhamento!$E30,Detalhamento!BB$15)<=mediçao,OFFSET(Import.PLQ,$A30-1,BB$15-1,1,1),0),0),IF(ISNUMBER(INDEX(Import.PLE,Detalhamento!$E30,Detalhamento!BB$15)),IF(INDEX(Import.PLE,Detalhamento!$E30,Detalhamento!BB$15)<=mediçao,0,OFFSET(Import.PLQ,$A30-1,BB$15-1,1,1)),OFFSET(Import.PLQ,$A30-1,BB$15-1,1,1))))","v":0},{"$f":"IF(BC$13=\"\",0,CHOOSE(Detalhamento.OpçãoServiços,OFFSET(Import.PLQ,$A30-1,BC$15-1,1,1),IF(ISNUMBER(INDEX(Import.PLE,Detalhamento!$E30,Detalhamento!BC$15)),IF(INDEX(Import.PLE,Detalhamento!$E30,Detalhamento!BC$15)<=mediçao,OFFSET(Import.PLQ,$A30-1,BC$15-1,1,1),0),0),IF(ISNUMBER(INDEX(Import.PLE,Detalhamento!$E30,Detalhamento!BC$15)),IF(INDEX(Import.PLE,Detalhamento!$E30,Detalhamento!BC$15)<=mediçao,0,OFFSET(Import.PLQ,$A30-1,BC$15-1,1,1)),OFFSET(Import.PLQ,$A30-1,BC$15-1,1,1))))","v":0},{"$f":"IF(BD$13=\"\",0,CHOOSE(Detalhamento.OpçãoServiços,OFFSET(Import.PLQ,$A30-1,BD$15-1,1,1),IF(ISNUMBER(INDEX(Import.PLE,Detalhamento!$E30,Detalhamento!BD$15)),IF(INDEX(Import.PLE,Detalhamento!$E30,Detalhamento!BD$15)<=mediçao,OFFSET(Import.PLQ,$A30-1,BD$15-1,1,1),0),0),IF(ISNUMBER(INDEX(Import.PLE,Detalhamento!$E30,Detalhamento!BD$15)),IF(INDEX(Import.PLE,Detalhamento!$E30,Detalhamento!BD$15)<=mediçao,0,OFFSET(Import.PLQ,$A30-1,BD$15-1,1,1)),OFFSET(Import.PLQ,$A30-1,BD$15-1,1,1))))","v":0},{"$f":"IF(BE$13=\"\",0,CHOOSE(Detalhamento.OpçãoServiços,OFFSET(Import.PLQ,$A30-1,BE$15-1,1,1),IF(ISNUMBER(INDEX(Import.PLE,Detalhamento!$E30,Detalhamento!BE$15)),IF(INDEX(Import.PLE,Detalhamento!$E30,Detalhamento!BE$15)<=mediçao,OFFSET(Import.PLQ,$A30-1,BE$15-1,1,1),0),0),IF(ISNUMBER(INDEX(Import.PLE,Detalhamento!$E30,Detalhamento!BE$15)),IF(INDEX(Import.PLE,Detalhamento!$E30,Detalhamento!BE$15)<=mediçao,0,OFFSET(Import.PLQ,$A30-1,BE$15-1,1,1)),OFFSET(Import.PLQ,$A30-1,BE$15-1,1,1))))","v":0},{"$f":"IF(BF$13=\"\",0,CHOOSE(Detalhamento.OpçãoServiços,OFFSET(Import.PLQ,$A30-1,BF$15-1,1,1),IF(ISNUMBER(INDEX(Import.PLE,Detalhamento!$E30,Detalhamento!BF$15)),IF(INDEX(Import.PLE,Detalhamento!$E30,Detalhamento!BF$15)<=mediçao,OFFSET(Import.PLQ,$A30-1,BF$15-1,1,1),0),0),IF(ISNUMBER(INDEX(Import.PLE,Detalhamento!$E30,Detalhamento!BF$15)),IF(INDEX(Import.PLE,Detalhamento!$E30,Detalhamento!BF$15)<=mediçao,0,OFFSET(Import.PLQ,$A30-1,BF$15-1,1,1)),OFFSET(Import.PLQ,$A30-1,BF$15-1,1,1))))","v":0},{"$f":"IF(BG$13=\"\",0,CHOOSE(Detalhamento.OpçãoServiços,OFFSET(Import.PLQ,$A30-1,BG$15-1,1,1),IF(ISNUMBER(INDEX(Import.PLE,Detalhamento!$E30,Detalhamento!BG$15)),IF(INDEX(Import.PLE,Detalhamento!$E30,Detalhamento!BG$15)<=mediçao,OFFSET(Import.PLQ,$A30-1,BG$15-1,1,1),0),0),IF(ISNUMBER(INDEX(Import.PLE,Detalhamento!$E30,Detalhamento!BG$15)),IF(INDEX(Import.PLE,Detalhamento!$E30,Detalhamento!BG$15)<=mediçao,0,OFFSET(Import.PLQ,$A30-1,BG$15-1,1,1)),OFFSET(Import.PLQ,$A30-1,BG$15-1,1,1))))","v":0},{"$f":"IF(BH$13=\"\",0,CHOOSE(Detalhamento.OpçãoServiços,OFFSET(Import.PLQ,$A30-1,BH$15-1,1,1),IF(ISNUMBER(INDEX(Import.PLE,Detalhamento!$E30,Detalhamento!BH$15)),IF(INDEX(Import.PLE,Detalhamento!$E30,Detalhamento!BH$15)<=mediçao,OFFSET(Import.PLQ,$A30-1,BH$15-1,1,1),0),0),IF(ISNUMBER(INDEX(Import.PLE,Detalhamento!$E30,Detalhamento!BH$15)),IF(INDEX(Import.PLE,Detalhamento!$E30,Detalhamento!BH$15)<=mediçao,0,OFFSET(Import.PLQ,$A30-1,BH$15-1,1,1)),OFFSET(Import.PLQ,$A30-1,BH$15-1,1,1))))","v":0},{"$f":"IF(BI$13=\"\",0,CHOOSE(Detalhamento.OpçãoServiços,OFFSET(Import.PLQ,$A30-1,BI$15-1,1,1),IF(ISNUMBER(INDEX(Import.PLE,Detalhamento!$E30,Detalhamento!BI$15)),IF(INDEX(Import.PLE,Detalhamento!$E30,Detalhamento!BI$15)<=mediçao,OFFSET(Import.PLQ,$A30-1,BI$15-1,1,1),0),0),IF(ISNUMBER(INDEX(Import.PLE,Detalhamento!$E30,Detalhamento!BI$15)),IF(INDEX(Import.PLE,Detalhamento!$E30,Detalhamento!BI$15)<=mediçao,0,OFFSET(Import.PLQ,$A30-1,BI$15-1,1,1)),OFFSET(Import.PLQ,$A30-1,BI$15-1,1,1))))","v":0}]
[42,"Evento",null,null,3,30000,"Evento","PILARES","R$",51927.57,null,{"$f":"IF(L$13=\"\",0,CHOOSE(Detalhamento.OpçãoServiços,OFFSET(Import.PLQ,$A31-1,L$15-1,1,1),IF(ISNUMBER(INDEX(Import.PLE,Detalhamento!$E31,Detalhamento!L$15)),IF(INDEX(Import.PLE,Detalhamento!$E31,Detalhamento!L$15)<=mediçao,OFFSET(Import.PLQ,$A31-1,L$15-1,1,1),0),0),IF(ISNUMBER(INDEX(Import.PLE,Detalhamento!$E31,Detalhamento!L$15)),IF(INDEX(Import.PLE,Detalhamento!$E31,Detalhamento!L$15)<=mediçao,0,OFFSET(Import.PLQ,$A31-1,L$15-1,1,1)),OFFSET(Import.PLQ,$A31-1,L$15-1,1,1))))","v":51927.57},{"$f":"IF(M$13=\"\",0,CHOOSE(Detalhamento.OpçãoServiços,OFFSET(Import.PLQ,$A31-1,M$15-1,1,1),IF(ISNUMBER(INDEX(Import.PLE,Detalhamento!$E31,Detalhamento!M$15)),IF(INDEX(Import.PLE,Detalhamento!$E31,Detalhamento!M$15)<=mediçao,OFFSET(Import.PLQ,$A31-1,M$15-1,1,1),0),0),IF(ISNUMBER(INDEX(Import.PLE,Detalhamento!$E31,Detalhamento!M$15)),IF(INDEX(Import.PLE,Detalhamento!$E31,Detalhamento!M$15)<=mediçao,0,OFFSET(Import.PLQ,$A31-1,M$15-1,1,1)),OFFSET(Import.PLQ,$A31-1,M$15-1,1,1))))","v":0},{"$f":"IF(N$13=\"\",0,CHOOSE(Detalhamento.OpçãoServiços,OFFSET(Import.PLQ,$A31-1,N$15-1,1,1),IF(ISNUMBER(INDEX(Import.PLE,Detalhamento!$E31,Detalhamento!N$15)),IF(INDEX(Import.PLE,Detalhamento!$E31,Detalhamento!N$15)<=mediçao,OFFSET(Import.PLQ,$A31-1,N$15-1,1,1),0),0),IF(ISNUMBER(INDEX(Import.PLE,Detalhamento!$E31,Detalhamento!N$15)),IF(INDEX(Import.PLE,Detalhamento!$E31,Detalhamento!N$15)<=mediçao,0,OFFSET(Import.PLQ,$A31-1,N$15-1,1,1)),OFFSET(Import.PLQ,$A31-1,N$15-1,1,1))))","v":0},{"$f":"IF(O$13=\"\",0,CHOOSE(Detalhamento.OpçãoServiços,OFFSET(Import.PLQ,$A31-1,O$15-1,1,1),IF(ISNUMBER(INDEX(Import.PLE,Detalhamento!$E31,Detalhamento!O$15)),IF(INDEX(Import.PLE,Detalhamento!$E31,Detalhamento!O$15)<=mediçao,OFFSET(Import.PLQ,$A31-1,O$15-1,1,1),0),0),IF(ISNUMBER(INDEX(Import.PLE,Detalhamento!$E31,Detalhamento!O$15)),IF(INDEX(Import.PLE,Detalhamento!$E31,Detalhamento!O$15)<=mediçao,0,OFFSET(Import.PLQ,$A31-1,O$15-1,1,1)),OFFSET(Import.PLQ,$A31-1,O$15-1,1,1))))","v":0},{"$f":"IF(P$13=\"\",0,CHOOSE(Detalhamento.OpçãoServiços,OFFSET(Import.PLQ,$A31-1,P$15-1,1,1),IF(ISNUMBER(INDEX(Import.PLE,Detalhamento!$E31,Detalhamento!P$15)),IF(INDEX(Import.PLE,Detalhamento!$E31,Detalhamento!P$15)<=mediçao,OFFSET(Import.PLQ,$A31-1,P$15-1,1,1),0),0),IF(ISNUMBER(INDEX(Import.PLE,Detalhamento!$E31,Detalhamento!P$15)),IF(INDEX(Import.PLE,Detalhamento!$E31,Detalhamento!P$15)<=mediçao,0,OFFSET(Import.PLQ,$A31-1,P$15-1,1,1)),OFFSET(Import.PLQ,$A31-1,P$15-1,1,1))))","v":0},{"$f":"IF(Q$13=\"\",0,CHOOSE(Detalhamento.OpçãoServiços,OFFSET(Import.PLQ,$A31-1,Q$15-1,1,1),IF(ISNUMBER(INDEX(Import.PLE,Detalhamento!$E31,Detalhamento!Q$15)),IF(INDEX(Import.PLE,Detalhamento!$E31,Detalhamento!Q$15)<=mediçao,OFFSET(Import.PLQ,$A31-1,Q$15-1,1,1),0),0),IF(ISNUMBER(INDEX(Import.PLE,Detalhamento!$E31,Detalhamento!Q$15)),IF(INDEX(Import.PLE,Detalhamento!$E31,Detalhamento!Q$15)<=mediçao,0,OFFSET(Import.PLQ,$A31-1,Q$15-1,1,1)),OFFSET(Import.PLQ,$A31-1,Q$15-1,1,1))))","v":0},{"$f":"IF(R$13=\"\",0,CHOOSE(Detalhamento.OpçãoServiços,OFFSET(Import.PLQ,$A31-1,R$15-1,1,1),IF(ISNUMBER(INDEX(Import.PLE,Detalhamento!$E31,Detalhamento!R$15)),IF(INDEX(Import.PLE,Detalhamento!$E31,Detalhamento!R$15)<=mediçao,OFFSET(Import.PLQ,$A31-1,R$15-1,1,1),0),0),IF(ISNUMBER(INDEX(Import.PLE,Detalhamento!$E31,Detalhamento!R$15)),IF(INDEX(Import.PLE,Detalhamento!$E31,Detalhamento!R$15)<=mediçao,0,OFFSET(Import.PLQ,$A31-1,R$15-1,1,1)),OFFSET(Import.PLQ,$A31-1,R$15-1,1,1))))","v":0},{"$f":"IF(S$13=\"\",0,CHOOSE(Detalhamento.OpçãoServiços,OFFSET(Import.PLQ,$A31-1,S$15-1,1,1),IF(ISNUMBER(INDEX(Import.PLE,Detalhamento!$E31,Detalhamento!S$15)),IF(INDEX(Import.PLE,Detalhamento!$E31,Detalhamento!S$15)<=mediçao,OFFSET(Import.PLQ,$A31-1,S$15-1,1,1),0),0),IF(ISNUMBER(INDEX(Import.PLE,Detalhamento!$E31,Detalhamento!S$15)),IF(INDEX(Import.PLE,Detalhamento!$E31,Detalhamento!S$15)<=mediçao,0,OFFSET(Import.PLQ,$A31-1,S$15-1,1,1)),OFFSET(Import.PLQ,$A31-1,S$15-1,1,1))))","v":0},{"$f":"IF(T$13=\"\",0,CHOOSE(Detalhamento.OpçãoServiços,OFFSET(Import.PLQ,$A31-1,T$15-1,1,1),IF(ISNUMBER(INDEX(Import.PLE,Detalhamento!$E31,Detalhamento!T$15)),IF(INDEX(Import.PLE,Detalhamento!$E31,Detalhamento!T$15)<=mediçao,OFFSET(Import.PLQ,$A31-1,T$15-1,1,1),0),0),IF(ISNUMBER(INDEX(Import.PLE,Detalhamento!$E31,Detalhamento!T$15)),IF(INDEX(Import.PLE,Detalhamento!$E31,Detalhamento!T$15)<=mediçao,0,OFFSET(Import.PLQ,$A31-1,T$15-1,1,1)),OFFSET(Import.PLQ,$A31-1,T$15-1,1,1))))","v":0},{"$f":"IF(U$13=\"\",0,CHOOSE(Detalhamento.OpçãoServiços,OFFSET(Import.PLQ,$A31-1,U$15-1,1,1),IF(ISNUMBER(INDEX(Import.PLE,Detalhamento!$E31,Detalhamento!U$15)),IF(INDEX(Import.PLE,Detalhamento!$E31,Detalhamento!U$15)<=mediçao,OFFSET(Import.PLQ,$A31-1,U$15-1,1,1),0),0),IF(ISNUMBER(INDEX(Import.PLE,Detalhamento!$E31,Detalhamento!U$15)),IF(INDEX(Import.PLE,Detalhamento!$E31,Detalhamento!U$15)<=mediçao,0,OFFSET(Import.PLQ,$A31-1,U$15-1,1,1)),OFFSET(Import.PLQ,$A31-1,U$15-1,1,1))))","v":0},{"$f":"IF(V$13=\"\",0,CHOOSE(Detalhamento.OpçãoServiços,OFFSET(Import.PLQ,$A31-1,V$15-1,1,1),IF(ISNUMBER(INDEX(Import.PLE,Detalhamento!$E31,Detalhamento!V$15)),IF(INDEX(Import.PLE,Detalhamento!$E31,Detalhamento!V$15)<=mediçao,OFFSET(Import.PLQ,$A31-1,V$15-1,1,1),0),0),IF(ISNUMBER(INDEX(Import.PLE,Detalhamento!$E31,Detalhamento!V$15)),IF(INDEX(Import.PLE,Detalhamento!$E31,Detalhamento!V$15)<=mediçao,0,OFFSET(Import.PLQ,$A31-1,V$15-1,1,1)),OFFSET(Import.PLQ,$A31-1,V$15-1,1,1))))","v":0},{"$f":"IF(W$13=\"\",0,CHOOSE(Detalhamento.OpçãoServiços,OFFSET(Import.PLQ,$A31-1,W$15-1,1,1),IF(ISNUMBER(INDEX(Import.PLE,Detalhamento!$E31,Detalhamento!W$15)),IF(INDEX(Import.PLE,Detalhamento!$E31,Detalhamento!W$15)<=mediçao,OFFSET(Import.PLQ,$A31-1,W$15-1,1,1),0),0),IF(ISNUMBER(INDEX(Import.PLE,Detalhamento!$E31,Detalhamento!W$15)),IF(INDEX(Import.PLE,Detalhamento!$E31,Detalhamento!W$15)<=mediçao,0,OFFSET(Import.PLQ,$A31-1,W$15-1,1,1)),OFFSET(Import.PLQ,$A31-1,W$15-1,1,1))))","v":0},{"$f":"IF(X$13=\"\",0,CHOOSE(Detalhamento.OpçãoServiços,OFFSET(Import.PLQ,$A31-1,X$15-1,1,1),IF(ISNUMBER(INDEX(Import.PLE,Detalhamento!$E31,Detalhamento!X$15)),IF(INDEX(Import.PLE,Detalhamento!$E31,Detalhamento!X$15)<=mediçao,OFFSET(Import.PLQ,$A31-1,X$15-1,1,1),0),0),IF(ISNUMBER(INDEX(Import.PLE,Detalhamento!$E31,Detalhamento!X$15)),IF(INDEX(Import.PLE,Detalhamento!$E31,Detalhamento!X$15)<=mediçao,0,OFFSET(Import.PLQ,$A31-1,X$15-1,1,1)),OFFSET(Import.PLQ,$A31-1,X$15-1,1,1))))","v":0},{"$f":"IF(Y$13=\"\",0,CHOOSE(Detalhamento.OpçãoServiços,OFFSET(Import.PLQ,$A31-1,Y$15-1,1,1),IF(ISNUMBER(INDEX(Import.PLE,Detalhamento!$E31,Detalhamento!Y$15)),IF(INDEX(Import.PLE,Detalhamento!$E31,Detalhamento!Y$15)<=mediçao,OFFSET(Import.PLQ,$A31-1,Y$15-1,1,1),0),0),IF(ISNUMBER(INDEX(Import.PLE,Detalhamento!$E31,Detalhamento!Y$15)),IF(INDEX(Import.PLE,Detalhamento!$E31,Detalhamento!Y$15)<=mediçao,0,OFFSET(Import.PLQ,$A31-1,Y$15-1,1,1)),OFFSET(Import.PLQ,$A31-1,Y$15-1,1,1))))","v":0},{"$f":"IF(Z$13=\"\",0,CHOOSE(Detalhamento.OpçãoServiços,OFFSET(Import.PLQ,$A31-1,Z$15-1,1,1),IF(ISNUMBER(INDEX(Import.PLE,Detalhamento!$E31,Detalhamento!Z$15)),IF(INDEX(Import.PLE,Detalhamento!$E31,Detalhamento!Z$15)<=mediçao,OFFSET(Import.PLQ,$A31-1,Z$15-1,1,1),0),0),IF(ISNUMBER(INDEX(Import.PLE,Detalhamento!$E31,Detalhamento!Z$15)),IF(INDEX(Import.PLE,Detalhamento!$E31,Detalhamento!Z$15)<=mediçao,0,OFFSET(Import.PLQ,$A31-1,Z$15-1,1,1)),OFFSET(Import.PLQ,$A31-1,Z$15-1,1,1))))","v":0},{"$f":"IF(AA$13=\"\",0,CHOOSE(Detalhamento.OpçãoServiços,OFFSET(Import.PLQ,$A31-1,AA$15-1,1,1),IF(ISNUMBER(INDEX(Import.PLE,Detalhamento!$E31,Detalhamento!AA$15)),IF(INDEX(Import.PLE,Detalhamento!$E31,Detalhamento!AA$15)<=mediçao,OFFSET(Import.PLQ,$A31-1,AA$15-1,1,1),0),0),IF(ISNUMBER(INDEX(Import.PLE,Detalhamento!$E31,Detalhamento!AA$15)),IF(INDEX(Import.PLE,Detalhamento!$E31,Detalhamento!AA$15)<=mediçao,0,OFFSET(Import.PLQ,$A31-1,AA$15-1,1,1)),OFFSET(Import.PLQ,$A31-1,AA$15-1,1,1))))","v":0},{"$f":"IF(AB$13=\"\",0,CHOOSE(Detalhamento.OpçãoServiços,OFFSET(Import.PLQ,$A31-1,AB$15-1,1,1),IF(ISNUMBER(INDEX(Import.PLE,Detalhamento!$E31,Detalhamento!AB$15)),IF(INDEX(Import.PLE,Detalhamento!$E31,Detalhamento!AB$15)<=mediçao,OFFSET(Import.PLQ,$A31-1,AB$15-1,1,1),0),0),IF(ISNUMBER(INDEX(Import.PLE,Detalhamento!$E31,Detalhamento!AB$15)),IF(INDEX(Import.PLE,Detalhamento!$E31,Detalhamento!AB$15)<=mediçao,0,OFFSET(Import.PLQ,$A31-1,AB$15-1,1,1)),OFFSET(Import.PLQ,$A31-1,AB$15-1,1,1))))","v":0},{"$f":"IF(AC$13=\"\",0,CHOOSE(Detalhamento.OpçãoServiços,OFFSET(Import.PLQ,$A31-1,AC$15-1,1,1),IF(ISNUMBER(INDEX(Import.PLE,Detalhamento!$E31,Detalhamento!AC$15)),IF(INDEX(Import.PLE,Detalhamento!$E31,Detalhamento!AC$15)<=mediçao,OFFSET(Import.PLQ,$A31-1,AC$15-1,1,1),0),0),IF(ISNUMBER(INDEX(Import.PLE,Detalhamento!$E31,Detalhamento!AC$15)),IF(INDEX(Import.PLE,Detalhamento!$E31,Detalhamento!AC$15)<=mediçao,0,OFFSET(Import.PLQ,$A31-1,AC$15-1,1,1)),OFFSET(Import.PLQ,$A31-1,AC$15-1,1,1))))","v":0},{"$f":"IF(AD$13=\"\",0,CHOOSE(Detalhamento.OpçãoServiços,OFFSET(Import.PLQ,$A31-1,AD$15-1,1,1),IF(ISNUMBER(INDEX(Import.PLE,Detalhamento!$E31,Detalhamento!AD$15)),IF(INDEX(Import.PLE,Detalhamento!$E31,Detalhamento!AD$15)<=mediçao,OFFSET(Import.PLQ,$A31-1,AD$15-1,1,1),0),0),IF(ISNUMBER(INDEX(Import.PLE,Detalhamento!$E31,Detalhamento!AD$15)),IF(INDEX(Import.PLE,Detalhamento!$E31,Detalhamento!AD$15)<=mediçao,0,OFFSET(Import.PLQ,$A31-1,AD$15-1,1,1)),OFFSET(Import.PLQ,$A31-1,AD$15-1,1,1))))","v":0},{"$f":"IF(AE$13=\"\",0,CHOOSE(Detalhamento.OpçãoServiços,OFFSET(Import.PLQ,$A31-1,AE$15-1,1,1),IF(ISNUMBER(INDEX(Import.PLE,Detalhamento!$E31,Detalhamento!AE$15)),IF(INDEX(Import.PLE,Detalhamento!$E31,Detalhamento!AE$15)<=mediçao,OFFSET(Import.PLQ,$A31-1,AE$15-1,1,1),0),0),IF(ISNUMBER(INDEX(Import.PLE,Detalhamento!$E31,Detalhamento!AE$15)),IF(INDEX(Import.PLE,Detalhamento!$E31,Detalhamento!AE$15)<=mediçao,0,OFFSET(Import.PLQ,$A31-1,AE$15-1,1,1)),OFFSET(Import.PLQ,$A31-1,AE$15-1,1,1))))","v":0},{"$f":"IF(AF$13=\"\",0,CHOOSE(Detalhamento.OpçãoServiços,OFFSET(Import.PLQ,$A31-1,AF$15-1,1,1),IF(ISNUMBER(INDEX(Import.PLE,Detalhamento!$E31,Detalhamento!AF$15)),IF(INDEX(Import.PLE,Detalhamento!$E31,Detalhamento!AF$15)<=mediçao,OFFSET(Import.PLQ,$A31-1,AF$15-1,1,1),0),0),IF(ISNUMBER(INDEX(Import.PLE,Detalhamento!$E31,Detalhamento!AF$15)),IF(INDEX(Import.PLE,Detalhamento!$E31,Detalhamento!AF$15)<=mediçao,0,OFFSET(Import.PLQ,$A31-1,AF$15-1,1,1)),OFFSET(Import.PLQ,$A31-1,AF$15-1,1,1))))","v":0},{"$f":"IF(AG$13=\"\",0,CHOOSE(Detalhamento.OpçãoServiços,OFFSET(Import.PLQ,$A31-1,AG$15-1,1,1),IF(ISNUMBER(INDEX(Import.PLE,Detalhamento!$E31,Detalhamento!AG$15)),IF(INDEX(Import.PLE,Detalhamento!$E31,Detalhamento!AG$15)<=mediçao,OFFSET(Import.PLQ,$A31-1,AG$15-1,1,1),0),0),IF(ISNUMBER(INDEX(Import.PLE,Detalhamento!$E31,Detalhamento!AG$15)),IF(INDEX(Import.PLE,Detalhamento!$E31,Detalhamento!AG$15)<=mediçao,0,OFFSET(Import.PLQ,$A31-1,AG$15-1,1,1)),OFFSET(Import.PLQ,$A31-1,AG$15-1,1,1))))","v":0},{"$f":"IF(AH$13=\"\",0,CHOOSE(Detalhamento.OpçãoServiços,OFFSET(Import.PLQ,$A31-1,AH$15-1,1,1),IF(ISNUMBER(INDEX(Import.PLE,Detalhamento!$E31,Detalhamento!AH$15)),IF(INDEX(Import.PLE,Detalhamento!$E31,Detalhamento!AH$15)<=mediçao,OFFSET(Import.PLQ,$A31-1,AH$15-1,1,1),0),0),IF(ISNUMBER(INDEX(Import.PLE,Detalhamento!$E31,Detalhamento!AH$15)),IF(INDEX(Import.PLE,Detalhamento!$E31,Detalhamento!AH$15)<=mediçao,0,OFFSET(Import.PLQ,$A31-1,AH$15-1,1,1)),OFFSET(Import.PLQ,$A31-1,AH$15-1,1,1))))","v":0},{"$f":"IF(AI$13=\"\",0,CHOOSE(Detalhamento.OpçãoServiços,OFFSET(Import.PLQ,$A31-1,AI$15-1,1,1),IF(ISNUMBER(INDEX(Import.PLE,Detalhamento!$E31,Detalhamento!AI$15)),IF(INDEX(Import.PLE,Detalhamento!$E31,Detalhamento!AI$15)<=mediçao,OFFSET(Import.PLQ,$A31-1,AI$15-1,1,1),0),0),IF(ISNUMBER(INDEX(Import.PLE,Detalhamento!$E31,Detalhamento!AI$15)),IF(INDEX(Import.PLE,Detalhamento!$E31,Detalhamento!AI$15)<=mediçao,0,OFFSET(Import.PLQ,$A31-1,AI$15-1,1,1)),OFFSET(Import.PLQ,$A31-1,AI$15-1,1,1))))","v":0},{"$f":"IF(AJ$13=\"\",0,CHOOSE(Detalhamento.OpçãoServiços,OFFSET(Import.PLQ,$A31-1,AJ$15-1,1,1),IF(ISNUMBER(INDEX(Import.PLE,Detalhamento!$E31,Detalhamento!AJ$15)),IF(INDEX(Import.PLE,Detalhamento!$E31,Detalhamento!AJ$15)<=mediçao,OFFSET(Import.PLQ,$A31-1,AJ$15-1,1,1),0),0),IF(ISNUMBER(INDEX(Import.PLE,Detalhamento!$E31,Detalhamento!AJ$15)),IF(INDEX(Import.PLE,Detalhamento!$E31,Detalhamento!AJ$15)<=mediçao,0,OFFSET(Import.PLQ,$A31-1,AJ$15-1,1,1)),OFFSET(Import.PLQ,$A31-1,AJ$15-1,1,1))))","v":0},{"$f":"IF(AK$13=\"\",0,CHOOSE(Detalhamento.OpçãoServiços,OFFSET(Import.PLQ,$A31-1,AK$15-1,1,1),IF(ISNUMBER(INDEX(Import.PLE,Detalhamento!$E31,Detalhamento!AK$15)),IF(INDEX(Import.PLE,Detalhamento!$E31,Detalhamento!AK$15)<=mediçao,OFFSET(Import.PLQ,$A31-1,AK$15-1,1,1),0),0),IF(ISNUMBER(INDEX(Import.PLE,Detalhamento!$E31,Detalhamento!AK$15)),IF(INDEX(Import.PLE,Detalhamento!$E31,Detalhamento!AK$15)<=mediçao,0,OFFSET(Import.PLQ,$A31-1,AK$15-1,1,1)),OFFSET(Import.PLQ,$A31-1,AK$15-1,1,1))))","v":0},{"$f":"IF(AL$13=\"\",0,CHOOSE(Detalhamento.OpçãoServiços,OFFSET(Import.PLQ,$A31-1,AL$15-1,1,1),IF(ISNUMBER(INDEX(Import.PLE,Detalhamento!$E31,Detalhamento!AL$15)),IF(INDEX(Import.PLE,Detalhamento!$E31,Detalhamento!AL$15)<=mediçao,OFFSET(Import.PLQ,$A31-1,AL$15-1,1,1),0),0),IF(ISNUMBER(INDEX(Import.PLE,Detalhamento!$E31,Detalhamento!AL$15)),IF(INDEX(Import.PLE,Detalhamento!$E31,Detalhamento!AL$15)<=mediçao,0,OFFSET(Import.PLQ,$A31-1,AL$15-1,1,1)),OFFSET(Import.PLQ,$A31-1,AL$15-1,1,1))))","v":0},{"$f":"IF(AM$13=\"\",0,CHOOSE(Detalhamento.OpçãoServiços,OFFSET(Import.PLQ,$A31-1,AM$15-1,1,1),IF(ISNUMBER(INDEX(Import.PLE,Detalhamento!$E31,Detalhamento!AM$15)),IF(INDEX(Import.PLE,Detalhamento!$E31,Detalhamento!AM$15)<=mediçao,OFFSET(Import.PLQ,$A31-1,AM$15-1,1,1),0),0),IF(ISNUMBER(INDEX(Import.PLE,Detalhamento!$E31,Detalhamento!AM$15)),IF(INDEX(Import.PLE,Detalhamento!$E31,Detalhamento!AM$15)<=mediçao,0,OFFSET(Import.PLQ,$A31-1,AM$15-1,1,1)),OFFSET(Import.PLQ,$A31-1,AM$15-1,1,1))))","v":0},{"$f":"IF(AN$13=\"\",0,CHOOSE(Detalhamento.OpçãoServiços,OFFSET(Import.PLQ,$A31-1,AN$15-1,1,1),IF(ISNUMBER(INDEX(Import.PLE,Detalhamento!$E31,Detalhamento!AN$15)),IF(INDEX(Import.PLE,Detalhamento!$E31,Detalhamento!AN$15)<=mediçao,OFFSET(Import.PLQ,$A31-1,AN$15-1,1,1),0),0),IF(ISNUMBER(INDEX(Import.PLE,Detalhamento!$E31,Detalhamento!AN$15)),IF(INDEX(Import.PLE,Detalhamento!$E31,Detalhamento!AN$15)<=mediçao,0,OFFSET(Import.PLQ,$A31-1,AN$15-1,1,1)),OFFSET(Import.PLQ,$A31-1,AN$15-1,1,1))))","v":0},{"$f":"IF(AO$13=\"\",0,CHOOSE(Detalhamento.OpçãoServiços,OFFSET(Import.PLQ,$A31-1,AO$15-1,1,1),IF(ISNUMBER(INDEX(Import.PLE,Detalhamento!$E31,Detalhamento!AO$15)),IF(INDEX(Import.PLE,Detalhamento!$E31,Detalhamento!AO$15)<=mediçao,OFFSET(Import.PLQ,$A31-1,AO$15-1,1,1),0),0),IF(ISNUMBER(INDEX(Import.PLE,Detalhamento!$E31,Detalhamento!AO$15)),IF(INDEX(Import.PLE,Detalhamento!$E31,Detalhamento!AO$15)<=mediçao,0,OFFSET(Import.PLQ,$A31-1,AO$15-1,1,1)),OFFSET(Import.PLQ,$A31-1,AO$15-1,1,1))))","v":0},{"$f":"IF(AP$13=\"\",0,CHOOSE(Detalhamento.OpçãoServiços,OFFSET(Import.PLQ,$A31-1,AP$15-1,1,1),IF(ISNUMBER(INDEX(Import.PLE,Detalhamento!$E31,Detalhamento!AP$15)),IF(INDEX(Import.PLE,Detalhamento!$E31,Detalhamento!AP$15)<=mediçao,OFFSET(Import.PLQ,$A31-1,AP$15-1,1,1),0),0),IF(ISNUMBER(INDEX(Import.PLE,Detalhamento!$E31,Detalhamento!AP$15)),IF(INDEX(Import.PLE,Detalhamento!$E31,Detalhamento!AP$15)<=mediçao,0,OFFSET(Import.PLQ,$A31-1,AP$15-1,1,1)),OFFSET(Import.PLQ,$A31-1,AP$15-1,1,1))))","v":0},{"$f":"IF(AQ$13=\"\",0,CHOOSE(Detalhamento.OpçãoServiços,OFFSET(Import.PLQ,$A31-1,AQ$15-1,1,1),IF(ISNUMBER(INDEX(Import.PLE,Detalhamento!$E31,Detalhamento!AQ$15)),IF(INDEX(Import.PLE,Detalhamento!$E31,Detalhamento!AQ$15)<=mediçao,OFFSET(Import.PLQ,$A31-1,AQ$15-1,1,1),0),0),IF(ISNUMBER(INDEX(Import.PLE,Detalhamento!$E31,Detalhamento!AQ$15)),IF(INDEX(Import.PLE,Detalhamento!$E31,Detalhamento!AQ$15)<=mediçao,0,OFFSET(Import.PLQ,$A31-1,AQ$15-1,1,1)),OFFSET(Import.PLQ,$A31-1,AQ$15-1,1,1))))","v":0},{"$f":"IF(AR$13=\"\",0,CHOOSE(Detalhamento.OpçãoServiços,OFFSET(Import.PLQ,$A31-1,AR$15-1,1,1),IF(ISNUMBER(INDEX(Import.PLE,Detalhamento!$E31,Detalhamento!AR$15)),IF(INDEX(Import.PLE,Detalhamento!$E31,Detalhamento!AR$15)<=mediçao,OFFSET(Import.PLQ,$A31-1,AR$15-1,1,1),0),0),IF(ISNUMBER(INDEX(Import.PLE,Detalhamento!$E31,Detalhamento!AR$15)),IF(INDEX(Import.PLE,Detalhamento!$E31,Detalhamento!AR$15)<=mediçao,0,OFFSET(Import.PLQ,$A31-1,AR$15-1,1,1)),OFFSET(Import.PLQ,$A31-1,AR$15-1,1,1))))","v":0},{"$f":"IF(AS$13=\"\",0,CHOOSE(Detalhamento.OpçãoServiços,OFFSET(Import.PLQ,$A31-1,AS$15-1,1,1),IF(ISNUMBER(INDEX(Import.PLE,Detalhamento!$E31,Detalhamento!AS$15)),IF(INDEX(Import.PLE,Detalhamento!$E31,Detalhamento!AS$15)<=mediçao,OFFSET(Import.PLQ,$A31-1,AS$15-1,1,1),0),0),IF(ISNUMBER(INDEX(Import.PLE,Detalhamento!$E31,Detalhamento!AS$15)),IF(INDEX(Import.PLE,Detalhamento!$E31,Detalhamento!AS$15)<=mediçao,0,OFFSET(Import.PLQ,$A31-1,AS$15-1,1,1)),OFFSET(Import.PLQ,$A31-1,AS$15-1,1,1))))","v":0},{"$f":"IF(AT$13=\"\",0,CHOOSE(Detalhamento.OpçãoServiços,OFFSET(Import.PLQ,$A31-1,AT$15-1,1,1),IF(ISNUMBER(INDEX(Import.PLE,Detalhamento!$E31,Detalhamento!AT$15)),IF(INDEX(Import.PLE,Detalhamento!$E31,Detalhamento!AT$15)<=mediçao,OFFSET(Import.PLQ,$A31-1,AT$15-1,1,1),0),0),IF(ISNUMBER(INDEX(Import.PLE,Detalhamento!$E31,Detalhamento!AT$15)),IF(INDEX(Import.PLE,Detalhamento!$E31,Detalhamento!AT$15)<=mediçao,0,OFFSET(Import.PLQ,$A31-1,AT$15-1,1,1)),OFFSET(Import.PLQ,$A31-1,AT$15-1,1,1))))","v":0},{"$f":"IF(AU$13=\"\",0,CHOOSE(Detalhamento.OpçãoServiços,OFFSET(Import.PLQ,$A31-1,AU$15-1,1,1),IF(ISNUMBER(INDEX(Import.PLE,Detalhamento!$E31,Detalhamento!AU$15)),IF(INDEX(Import.PLE,Detalhamento!$E31,Detalhamento!AU$15)<=mediçao,OFFSET(Import.PLQ,$A31-1,AU$15-1,1,1),0),0),IF(ISNUMBER(INDEX(Import.PLE,Detalhamento!$E31,Detalhamento!AU$15)),IF(INDEX(Import.PLE,Detalhamento!$E31,Detalhamento!AU$15)<=mediçao,0,OFFSET(Import.PLQ,$A31-1,AU$15-1,1,1)),OFFSET(Import.PLQ,$A31-1,AU$15-1,1,1))))","v":0},{"$f":"IF(AV$13=\"\",0,CHOOSE(Detalhamento.OpçãoServiços,OFFSET(Import.PLQ,$A31-1,AV$15-1,1,1),IF(ISNUMBER(INDEX(Import.PLE,Detalhamento!$E31,Detalhamento!AV$15)),IF(INDEX(Import.PLE,Detalhamento!$E31,Detalhamento!AV$15)<=mediçao,OFFSET(Import.PLQ,$A31-1,AV$15-1,1,1),0),0),IF(ISNUMBER(INDEX(Import.PLE,Detalhamento!$E31,Detalhamento!AV$15)),IF(INDEX(Import.PLE,Detalhamento!$E31,Detalhamento!AV$15)<=mediçao,0,OFFSET(Import.PLQ,$A31-1,AV$15-1,1,1)),OFFSET(Import.PLQ,$A31-1,AV$15-1,1,1))))","v":0},{"$f":"IF(AW$13=\"\",0,CHOOSE(Detalhamento.OpçãoServiços,OFFSET(Import.PLQ,$A31-1,AW$15-1,1,1),IF(ISNUMBER(INDEX(Import.PLE,Detalhamento!$E31,Detalhamento!AW$15)),IF(INDEX(Import.PLE,Detalhamento!$E31,Detalhamento!AW$15)<=mediçao,OFFSET(Import.PLQ,$A31-1,AW$15-1,1,1),0),0),IF(ISNUMBER(INDEX(Import.PLE,Detalhamento!$E31,Detalhamento!AW$15)),IF(INDEX(Import.PLE,Detalhamento!$E31,Detalhamento!AW$15)<=mediçao,0,OFFSET(Import.PLQ,$A31-1,AW$15-1,1,1)),OFFSET(Import.PLQ,$A31-1,AW$15-1,1,1))))","v":0},{"$f":"IF(AX$13=\"\",0,CHOOSE(Detalhamento.OpçãoServiços,OFFSET(Import.PLQ,$A31-1,AX$15-1,1,1),IF(ISNUMBER(INDEX(Import.PLE,Detalhamento!$E31,Detalhamento!AX$15)),IF(INDEX(Import.PLE,Detalhamento!$E31,Detalhamento!AX$15)<=mediçao,OFFSET(Import.PLQ,$A31-1,AX$15-1,1,1),0),0),IF(ISNUMBER(INDEX(Import.PLE,Detalhamento!$E31,Detalhamento!AX$15)),IF(INDEX(Import.PLE,Detalhamento!$E31,Detalhamento!AX$15)<=mediçao,0,OFFSET(Import.PLQ,$A31-1,AX$15-1,1,1)),OFFSET(Import.PLQ,$A31-1,AX$15-1,1,1))))","v":0},{"$f":"IF(AY$13=\"\",0,CHOOSE(Detalhamento.OpçãoServiços,OFFSET(Import.PLQ,$A31-1,AY$15-1,1,1),IF(ISNUMBER(INDEX(Import.PLE,Detalhamento!$E31,Detalhamento!AY$15)),IF(INDEX(Import.PLE,Detalhamento!$E31,Detalhamento!AY$15)<=mediçao,OFFSET(Import.PLQ,$A31-1,AY$15-1,1,1),0),0),IF(ISNUMBER(INDEX(Import.PLE,Detalhamento!$E31,Detalhamento!AY$15)),IF(INDEX(Import.PLE,Detalhamento!$E31,Detalhamento!AY$15)<=mediçao,0,OFFSET(Import.PLQ,$A31-1,AY$15-1,1,1)),OFFSET(Import.PLQ,$A31-1,AY$15-1,1,1))))","v":0},{"$f":"IF(AZ$13=\"\",0,CHOOSE(Detalhamento.OpçãoServiços,OFFSET(Import.PLQ,$A31-1,AZ$15-1,1,1),IF(ISNUMBER(INDEX(Import.PLE,Detalhamento!$E31,Detalhamento!AZ$15)),IF(INDEX(Import.PLE,Detalhamento!$E31,Detalhamento!AZ$15)<=mediçao,OFFSET(Import.PLQ,$A31-1,AZ$15-1,1,1),0),0),IF(ISNUMBER(INDEX(Import.PLE,Detalhamento!$E31,Detalhamento!AZ$15)),IF(INDEX(Import.PLE,Detalhamento!$E31,Detalhamento!AZ$15)<=mediçao,0,OFFSET(Import.PLQ,$A31-1,AZ$15-1,1,1)),OFFSET(Import.PLQ,$A31-1,AZ$15-1,1,1))))","v":0},{"$f":"IF(BA$13=\"\",0,CHOOSE(Detalhamento.OpçãoServiços,OFFSET(Import.PLQ,$A31-1,BA$15-1,1,1),IF(ISNUMBER(INDEX(Import.PLE,Detalhamento!$E31,Detalhamento!BA$15)),IF(INDEX(Import.PLE,Detalhamento!$E31,Detalhamento!BA$15)<=mediçao,OFFSET(Import.PLQ,$A31-1,BA$15-1,1,1),0),0),IF(ISNUMBER(INDEX(Import.PLE,Detalhamento!$E31,Detalhamento!BA$15)),IF(INDEX(Import.PLE,Detalhamento!$E31,Detalhamento!BA$15)<=mediçao,0,OFFSET(Import.PLQ,$A31-1,BA$15-1,1,1)),OFFSET(Import.PLQ,$A31-1,BA$15-1,1,1))))","v":0},{"$f":"IF(BB$13=\"\",0,CHOOSE(Detalhamento.OpçãoServiços,OFFSET(Import.PLQ,$A31-1,BB$15-1,1,1),IF(ISNUMBER(INDEX(Import.PLE,Detalhamento!$E31,Detalhamento!BB$15)),IF(INDEX(Import.PLE,Detalhamento!$E31,Detalhamento!BB$15)<=mediçao,OFFSET(Import.PLQ,$A31-1,BB$15-1,1,1),0),0),IF(ISNUMBER(INDEX(Import.PLE,Detalhamento!$E31,Detalhamento!BB$15)),IF(INDEX(Import.PLE,Detalhamento!$E31,Detalhamento!BB$15)<=mediçao,0,OFFSET(Import.PLQ,$A31-1,BB$15-1,1,1)),OFFSET(Import.PLQ,$A31-1,BB$15-1,1,1))))","v":0},{"$f":"IF(BC$13=\"\",0,CHOOSE(Detalhamento.OpçãoServiços,OFFSET(Import.PLQ,$A31-1,BC$15-1,1,1),IF(ISNUMBER(INDEX(Import.PLE,Detalhamento!$E31,Detalhamento!BC$15)),IF(INDEX(Import.PLE,Detalhamento!$E31,Detalhamento!BC$15)<=mediçao,OFFSET(Import.PLQ,$A31-1,BC$15-1,1,1),0),0),IF(ISNUMBER(INDEX(Import.PLE,Detalhamento!$E31,Detalhamento!BC$15)),IF(INDEX(Import.PLE,Detalhamento!$E31,Detalhamento!BC$15)<=mediçao,0,OFFSET(Import.PLQ,$A31-1,BC$15-1,1,1)),OFFSET(Import.PLQ,$A31-1,BC$15-1,1,1))))","v":0},{"$f":"IF(BD$13=\"\",0,CHOOSE(Detalhamento.OpçãoServiços,OFFSET(Import.PLQ,$A31-1,BD$15-1,1,1),IF(ISNUMBER(INDEX(Import.PLE,Detalhamento!$E31,Detalhamento!BD$15)),IF(INDEX(Import.PLE,Detalhamento!$E31,Detalhamento!BD$15)<=mediçao,OFFSET(Import.PLQ,$A31-1,BD$15-1,1,1),0),0),IF(ISNUMBER(INDEX(Import.PLE,Detalhamento!$E31,Detalhamento!BD$15)),IF(INDEX(Import.PLE,Detalhamento!$E31,Detalhamento!BD$15)<=mediçao,0,OFFSET(Import.PLQ,$A31-1,BD$15-1,1,1)),OFFSET(Import.PLQ,$A31-1,BD$15-1,1,1))))","v":0},{"$f":"IF(BE$13=\"\",0,CHOOSE(Detalhamento.OpçãoServiços,OFFSET(Import.PLQ,$A31-1,BE$15-1,1,1),IF(ISNUMBER(INDEX(Import.PLE,Detalhamento!$E31,Detalhamento!BE$15)),IF(INDEX(Import.PLE,Detalhamento!$E31,Detalhamento!BE$15)<=mediçao,OFFSET(Import.PLQ,$A31-1,BE$15-1,1,1),0),0),IF(ISNUMBER(INDEX(Import.PLE,Detalhamento!$E31,Detalhamento!BE$15)),IF(INDEX(Import.PLE,Detalhamento!$E31,Detalhamento!BE$15)<=mediçao,0,OFFSET(Import.PLQ,$A31-1,BE$15-1,1,1)),OFFSET(Import.PLQ,$A31-1,BE$15-1,1,1))))","v":0},{"$f":"IF(BF$13=\"\",0,CHOOSE(Detalhamento.OpçãoServiços,OFFSET(Import.PLQ,$A31-1,BF$15-1,1,1),IF(ISNUMBER(INDEX(Import.PLE,Detalhamento!$E31,Detalhamento!BF$15)),IF(INDEX(Import.PLE,Detalhamento!$E31,Detalhamento!BF$15)<=mediçao,OFFSET(Import.PLQ,$A31-1,BF$15-1,1,1),0),0),IF(ISNUMBER(INDEX(Import.PLE,Detalhamento!$E31,Detalhamento!BF$15)),IF(INDEX(Import.PLE,Detalhamento!$E31,Detalhamento!BF$15)<=mediçao,0,OFFSET(Import.PLQ,$A31-1,BF$15-1,1,1)),OFFSET(Import.PLQ,$A31-1,BF$15-1,1,1))))","v":0},{"$f":"IF(BG$13=\"\",0,CHOOSE(Detalhamento.OpçãoServiços,OFFSET(Import.PLQ,$A31-1,BG$15-1,1,1),IF(ISNUMBER(INDEX(Import.PLE,Detalhamento!$E31,Detalhamento!BG$15)),IF(INDEX(Import.PLE,Detalhamento!$E31,Detalhamento!BG$15)<=mediçao,OFFSET(Import.PLQ,$A31-1,BG$15-1,1,1),0),0),IF(ISNUMBER(INDEX(Import.PLE,Detalhamento!$E31,Detalhamento!BG$15)),IF(INDEX(Import.PLE,Detalhamento!$E31,Detalhamento!BG$15)<=mediçao,0,OFFSET(Import.PLQ,$A31-1,BG$15-1,1,1)),OFFSET(Import.PLQ,$A31-1,BG$15-1,1,1))))","v":0},{"$f":"IF(BH$13=\"\",0,CHOOSE(Detalhamento.OpçãoServiços,OFFSET(Import.PLQ,$A31-1,BH$15-1,1,1),IF(ISNUMBER(INDEX(Import.PLE,Detalhamento!$E31,Detalhamento!BH$15)),IF(INDEX(Import.PLE,Detalhamento!$E31,Detalhamento!BH$15)<=mediçao,OFFSET(Import.PLQ,$A31-1,BH$15-1,1,1),0),0),IF(ISNUMBER(INDEX(Import.PLE,Detalhamento!$E31,Detalhamento!BH$15)),IF(INDEX(Import.PLE,Detalhamento!$E31,Detalhamento!BH$15)<=mediçao,0,OFFSET(Import.PLQ,$A31-1,BH$15-1,1,1)),OFFSET(Import.PLQ,$A31-1,BH$15-1,1,1))))","v":0},{"$f":"IF(BI$13=\"\",0,CHOOSE(Detalhamento.OpçãoServiços,OFFSET(Import.PLQ,$A31-1,BI$15-1,1,1),IF(ISNUMBER(INDEX(Import.PLE,Detalhamento!$E31,Detalhamento!BI$15)),IF(INDEX(Import.PLE,Detalhamento!$E31,Detalhamento!BI$15)<=mediçao,OFFSET(Import.PLQ,$A31-1,BI$15-1,1,1),0),0),IF(ISNUMBER(INDEX(Import.PLE,Detalhamento!$E31,Detalhamento!BI$15)),IF(INDEX(Import.PLE,Detalhamento!$E31,Detalhamento!BI$15)<=mediçao,0,OFFSET(Import.PLQ,$A31-1,BI$15-1,1,1)),OFFSET(Import.PLQ,$A31-1,BI$15-1,1,1))))","v":0}]
[12,"Serviço",null,null,3,30012,"1.3.3.","PILARES EM CONCRETO PRÉ-MOLDADO","M3",37.299999999999997,null,{"$f":"IF(L$13=\"\",0,CHOOSE(Detalhamento.OpçãoServiços,OFFSET(Import.PLQ,$A32-1,L$15-1,1,1),IF(ISNUMBER(INDEX(Import.PLE,Detalhamento!$E32,Detalhamento!L$15)),IF(INDEX(Import.PLE,Detalhamento!$E32,Detalhamento!L$15)<=mediçao,OFFSET(Import.PLQ,$A32-1,L$15-1,1,1),0),0),IF(ISNUMBER(INDEX(Import.PLE,Detalhamento!$E32,Detalhamento!L$15)),IF(INDEX(Import.PLE,Detalhamento!$E32,Detalhamento!L$15)<=mediçao,0,OFFSET(Import.PLQ,$A32-1,L$15-1,1,1)),OFFSET(Import.PLQ,$A32-1,L$15-1,1,1))))","v":37.299999999999997},{"$f":"IF(M$13=\"\",0,CHOOSE(Detalhamento.OpçãoServiços,OFFSET(Import.PLQ,$A32-1,M$15-1,1,1),IF(ISNUMBER(INDEX(Import.PLE,Detalhamento!$E32,Detalhamento!M$15)),IF(INDEX(Import.PLE,Detalhamento!$E32,Detalhamento!M$15)<=mediçao,OFFSET(Import.PLQ,$A32-1,M$15-1,1,1),0),0),IF(ISNUMBER(INDEX(Import.PLE,Detalhamento!$E32,Detalhamento!M$15)),IF(INDEX(Import.PLE,Detalhamento!$E32,Detalhamento!M$15)<=mediçao,0,OFFSET(Import.PLQ,$A32-1,M$15-1,1,1)),OFFSET(Import.PLQ,$A32-1,M$15-1,1,1))))","v":0},{"$f":"IF(N$13=\"\",0,CHOOSE(Detalhamento.OpçãoServiços,OFFSET(Import.PLQ,$A32-1,N$15-1,1,1),IF(ISNUMBER(INDEX(Import.PLE,Detalhamento!$E32,Detalhamento!N$15)),IF(INDEX(Import.PLE,Detalhamento!$E32,Detalhamento!N$15)<=mediçao,OFFSET(Import.PLQ,$A32-1,N$15-1,1,1),0),0),IF(ISNUMBER(INDEX(Import.PLE,Detalhamento!$E32,Detalhamento!N$15)),IF(INDEX(Import.PLE,Detalhamento!$E32,Detalhamento!N$15)<=mediçao,0,OFFSET(Import.PLQ,$A32-1,N$15-1,1,1)),OFFSET(Import.PLQ,$A32-1,N$15-1,1,1))))","v":0},{"$f":"IF(O$13=\"\",0,CHOOSE(Detalhamento.OpçãoServiços,OFFSET(Import.PLQ,$A32-1,O$15-1,1,1),IF(ISNUMBER(INDEX(Import.PLE,Detalhamento!$E32,Detalhamento!O$15)),IF(INDEX(Import.PLE,Detalhamento!$E32,Detalhamento!O$15)<=mediçao,OFFSET(Import.PLQ,$A32-1,O$15-1,1,1),0),0),IF(ISNUMBER(INDEX(Import.PLE,Detalhamento!$E32,Detalhamento!O$15)),IF(INDEX(Import.PLE,Detalhamento!$E32,Detalhamento!O$15)<=mediçao,0,OFFSET(Import.PLQ,$A32-1,O$15-1,1,1)),OFFSET(Import.PLQ,$A32-1,O$15-1,1,1))))","v":0},{"$f":"IF(P$13=\"\",0,CHOOSE(Detalhamento.OpçãoServiços,OFFSET(Import.PLQ,$A32-1,P$15-1,1,1),IF(ISNUMBER(INDEX(Import.PLE,Detalhamento!$E32,Detalhamento!P$15)),IF(INDEX(Import.PLE,Detalhamento!$E32,Detalhamento!P$15)<=mediçao,OFFSET(Import.PLQ,$A32-1,P$15-1,1,1),0),0),IF(ISNUMBER(INDEX(Import.PLE,Detalhamento!$E32,Detalhamento!P$15)),IF(INDEX(Import.PLE,Detalhamento!$E32,Detalhamento!P$15)<=mediçao,0,OFFSET(Import.PLQ,$A32-1,P$15-1,1,1)),OFFSET(Import.PLQ,$A32-1,P$15-1,1,1))))","v":0},{"$f":"IF(Q$13=\"\",0,CHOOSE(Detalhamento.OpçãoServiços,OFFSET(Import.PLQ,$A32-1,Q$15-1,1,1),IF(ISNUMBER(INDEX(Import.PLE,Detalhamento!$E32,Detalhamento!Q$15)),IF(INDEX(Import.PLE,Detalhamento!$E32,Detalhamento!Q$15)<=mediçao,OFFSET(Import.PLQ,$A32-1,Q$15-1,1,1),0),0),IF(ISNUMBER(INDEX(Import.PLE,Detalhamento!$E32,Detalhamento!Q$15)),IF(INDEX(Import.PLE,Detalhamento!$E32,Detalhamento!Q$15)<=mediçao,0,OFFSET(Import.PLQ,$A32-1,Q$15-1,1,1)),OFFSET(Import.PLQ,$A32-1,Q$15-1,1,1))))","v":0},{"$f":"IF(R$13=\"\",0,CHOOSE(Detalhamento.OpçãoServiços,OFFSET(Import.PLQ,$A32-1,R$15-1,1,1),IF(ISNUMBER(INDEX(Import.PLE,Detalhamento!$E32,Detalhamento!R$15)),IF(INDEX(Import.PLE,Detalhamento!$E32,Detalhamento!R$15)<=mediçao,OFFSET(Import.PLQ,$A32-1,R$15-1,1,1),0),0),IF(ISNUMBER(INDEX(Import.PLE,Detalhamento!$E32,Detalhamento!R$15)),IF(INDEX(Import.PLE,Detalhamento!$E32,Detalhamento!R$15)<=mediçao,0,OFFSET(Import.PLQ,$A32-1,R$15-1,1,1)),OFFSET(Import.PLQ,$A32-1,R$15-1,1,1))))","v":0},{"$f":"IF(S$13=\"\",0,CHOOSE(Detalhamento.OpçãoServiços,OFFSET(Import.PLQ,$A32-1,S$15-1,1,1),IF(ISNUMBER(INDEX(Import.PLE,Detalhamento!$E32,Detalhamento!S$15)),IF(INDEX(Import.PLE,Detalhamento!$E32,Detalhamento!S$15)<=mediçao,OFFSET(Import.PLQ,$A32-1,S$15-1,1,1),0),0),IF(ISNUMBER(INDEX(Import.PLE,Detalhamento!$E32,Detalhamento!S$15)),IF(INDEX(Import.PLE,Detalhamento!$E32,Detalhamento!S$15)<=mediçao,0,OFFSET(Import.PLQ,$A32-1,S$15-1,1,1)),OFFSET(Import.PLQ,$A32-1,S$15-1,1,1))))","v":0},{"$f":"IF(T$13=\"\",0,CHOOSE(Detalhamento.OpçãoServiços,OFFSET(Import.PLQ,$A32-1,T$15-1,1,1),IF(ISNUMBER(INDEX(Import.PLE,Detalhamento!$E32,Detalhamento!T$15)),IF(INDEX(Import.PLE,Detalhamento!$E32,Detalhamento!T$15)<=mediçao,OFFSET(Import.PLQ,$A32-1,T$15-1,1,1),0),0),IF(ISNUMBER(INDEX(Import.PLE,Detalhamento!$E32,Detalhamento!T$15)),IF(INDEX(Import.PLE,Detalhamento!$E32,Detalhamento!T$15)<=mediçao,0,OFFSET(Import.PLQ,$A32-1,T$15-1,1,1)),OFFSET(Import.PLQ,$A32-1,T$15-1,1,1))))","v":0},{"$f":"IF(U$13=\"\",0,CHOOSE(Detalhamento.OpçãoServiços,OFFSET(Import.PLQ,$A32-1,U$15-1,1,1),IF(ISNUMBER(INDEX(Import.PLE,Detalhamento!$E32,Detalhamento!U$15)),IF(INDEX(Import.PLE,Detalhamento!$E32,Detalhamento!U$15)<=mediçao,OFFSET(Import.PLQ,$A32-1,U$15-1,1,1),0),0),IF(ISNUMBER(INDEX(Import.PLE,Detalhamento!$E32,Detalhamento!U$15)),IF(INDEX(Import.PLE,Detalhamento!$E32,Detalhamento!U$15)<=mediçao,0,OFFSET(Import.PLQ,$A32-1,U$15-1,1,1)),OFFSET(Import.PLQ,$A32-1,U$15-1,1,1))))","v":0},{"$f":"IF(V$13=\"\",0,CHOOSE(Detalhamento.OpçãoServiços,OFFSET(Import.PLQ,$A32-1,V$15-1,1,1),IF(ISNUMBER(INDEX(Import.PLE,Detalhamento!$E32,Detalhamento!V$15)),IF(INDEX(Import.PLE,Detalhamento!$E32,Detalhamento!V$15)<=mediçao,OFFSET(Import.PLQ,$A32-1,V$15-1,1,1),0),0),IF(ISNUMBER(INDEX(Import.PLE,Detalhamento!$E32,Detalhamento!V$15)),IF(INDEX(Import.PLE,Detalhamento!$E32,Detalhamento!V$15)<=mediçao,0,OFFSET(Import.PLQ,$A32-1,V$15-1,1,1)),OFFSET(Import.PLQ,$A32-1,V$15-1,1,1))))","v":0},{"$f":"IF(W$13=\"\",0,CHOOSE(Detalhamento.OpçãoServiços,OFFSET(Import.PLQ,$A32-1,W$15-1,1,1),IF(ISNUMBER(INDEX(Import.PLE,Detalhamento!$E32,Detalhamento!W$15)),IF(INDEX(Import.PLE,Detalhamento!$E32,Detalhamento!W$15)<=mediçao,OFFSET(Import.PLQ,$A32-1,W$15-1,1,1),0),0),IF(ISNUMBER(INDEX(Import.PLE,Detalhamento!$E32,Detalhamento!W$15)),IF(INDEX(Import.PLE,Detalhamento!$E32,Detalhamento!W$15)<=mediçao,0,OFFSET(Import.PLQ,$A32-1,W$15-1,1,1)),OFFSET(Import.PLQ,$A32-1,W$15-1,1,1))))","v":0},{"$f":"IF(X$13=\"\",0,CHOOSE(Detalhamento.OpçãoServiços,OFFSET(Import.PLQ,$A32-1,X$15-1,1,1),IF(ISNUMBER(INDEX(Import.PLE,Detalhamento!$E32,Detalhamento!X$15)),IF(INDEX(Import.PLE,Detalhamento!$E32,Detalhamento!X$15)<=mediçao,OFFSET(Import.PLQ,$A32-1,X$15-1,1,1),0),0),IF(ISNUMBER(INDEX(Import.PLE,Detalhamento!$E32,Detalhamento!X$15)),IF(INDEX(Import.PLE,Detalhamento!$E32,Detalhamento!X$15)<=mediçao,0,OFFSET(Import.PLQ,$A32-1,X$15-1,1,1)),OFFSET(Import.PLQ,$A32-1,X$15-1,1,1))))","v":0},{"$f":"IF(Y$13=\"\",0,CHOOSE(Detalhamento.OpçãoServiços,OFFSET(Import.PLQ,$A32-1,Y$15-1,1,1),IF(ISNUMBER(INDEX(Import.PLE,Detalhamento!$E32,Detalhamento!Y$15)),IF(INDEX(Import.PLE,Detalhamento!$E32,Detalhamento!Y$15)<=mediçao,OFFSET(Import.PLQ,$A32-1,Y$15-1,1,1),0),0),IF(ISNUMBER(INDEX(Import.PLE,Detalhamento!$E32,Detalhamento!Y$15)),IF(INDEX(Import.PLE,Detalhamento!$E32,Detalhamento!Y$15)<=mediçao,0,OFFSET(Import.PLQ,$A32-1,Y$15-1,1,1)),OFFSET(Import.PLQ,$A32-1,Y$15-1,1,1))))","v":0},{"$f":"IF(Z$13=\"\",0,CHOOSE(Detalhamento.OpçãoServiços,OFFSET(Import.PLQ,$A32-1,Z$15-1,1,1),IF(ISNUMBER(INDEX(Import.PLE,Detalhamento!$E32,Detalhamento!Z$15)),IF(INDEX(Import.PLE,Detalhamento!$E32,Detalhamento!Z$15)<=mediçao,OFFSET(Import.PLQ,$A32-1,Z$15-1,1,1),0),0),IF(ISNUMBER(INDEX(Import.PLE,Detalhamento!$E32,Detalhamento!Z$15)),IF(INDEX(Import.PLE,Detalhamento!$E32,Detalhamento!Z$15)<=mediçao,0,OFFSET(Import.PLQ,$A32-1,Z$15-1,1,1)),OFFSET(Import.PLQ,$A32-1,Z$15-1,1,1))))","v":0},{"$f":"IF(AA$13=\"\",0,CHOOSE(Detalhamento.OpçãoServiços,OFFSET(Import.PLQ,$A32-1,AA$15-1,1,1),IF(ISNUMBER(INDEX(Import.PLE,Detalhamento!$E32,Detalhamento!AA$15)),IF(INDEX(Import.PLE,Detalhamento!$E32,Detalhamento!AA$15)<=mediçao,OFFSET(Import.PLQ,$A32-1,AA$15-1,1,1),0),0),IF(ISNUMBER(INDEX(Import.PLE,Detalhamento!$E32,Detalhamento!AA$15)),IF(INDEX(Import.PLE,Detalhamento!$E32,Detalhamento!AA$15)<=mediçao,0,OFFSET(Import.PLQ,$A32-1,AA$15-1,1,1)),OFFSET(Import.PLQ,$A32-1,AA$15-1,1,1))))","v":0},{"$f":"IF(AB$13=\"\",0,CHOOSE(Detalhamento.OpçãoServiços,OFFSET(Import.PLQ,$A32-1,AB$15-1,1,1),IF(ISNUMBER(INDEX(Import.PLE,Detalhamento!$E32,Detalhamento!AB$15)),IF(INDEX(Import.PLE,Detalhamento!$E32,Detalhamento!AB$15)<=mediçao,OFFSET(Import.PLQ,$A32-1,AB$15-1,1,1),0),0),IF(ISNUMBER(INDEX(Import.PLE,Detalhamento!$E32,Detalhamento!AB$15)),IF(INDEX(Import.PLE,Detalhamento!$E32,Detalhamento!AB$15)<=mediçao,0,OFFSET(Import.PLQ,$A32-1,AB$15-1,1,1)),OFFSET(Import.PLQ,$A32-1,AB$15-1,1,1))))","v":0},{"$f":"IF(AC$13=\"\",0,CHOOSE(Detalhamento.OpçãoServiços,OFFSET(Import.PLQ,$A32-1,AC$15-1,1,1),IF(ISNUMBER(INDEX(Import.PLE,Detalhamento!$E32,Detalhamento!AC$15)),IF(INDEX(Import.PLE,Detalhamento!$E32,Detalhamento!AC$15)<=mediçao,OFFSET(Import.PLQ,$A32-1,AC$15-1,1,1),0),0),IF(ISNUMBER(INDEX(Import.PLE,Detalhamento!$E32,Detalhamento!AC$15)),IF(INDEX(Import.PLE,Detalhamento!$E32,Detalhamento!AC$15)<=mediçao,0,OFFSET(Import.PLQ,$A32-1,AC$15-1,1,1)),OFFSET(Import.PLQ,$A32-1,AC$15-1,1,1))))","v":0},{"$f":"IF(AD$13=\"\",0,CHOOSE(Detalhamento.OpçãoServiços,OFFSET(Import.PLQ,$A32-1,AD$15-1,1,1),IF(ISNUMBER(INDEX(Import.PLE,Detalhamento!$E32,Detalhamento!AD$15)),IF(INDEX(Import.PLE,Detalhamento!$E32,Detalhamento!AD$15)<=mediçao,OFFSET(Import.PLQ,$A32-1,AD$15-1,1,1),0),0),IF(ISNUMBER(INDEX(Import.PLE,Detalhamento!$E32,Detalhamento!AD$15)),IF(INDEX(Import.PLE,Detalhamento!$E32,Detalhamento!AD$15)<=mediçao,0,OFFSET(Import.PLQ,$A32-1,AD$15-1,1,1)),OFFSET(Import.PLQ,$A32-1,AD$15-1,1,1))))","v":0},{"$f":"IF(AE$13=\"\",0,CHOOSE(Detalhamento.OpçãoServiços,OFFSET(Import.PLQ,$A32-1,AE$15-1,1,1),IF(ISNUMBER(INDEX(Import.PLE,Detalhamento!$E32,Detalhamento!AE$15)),IF(INDEX(Import.PLE,Detalhamento!$E32,Detalhamento!AE$15)<=mediçao,OFFSET(Import.PLQ,$A32-1,AE$15-1,1,1),0),0),IF(ISNUMBER(INDEX(Import.PLE,Detalhamento!$E32,Detalhamento!AE$15)),IF(INDEX(Import.PLE,Detalhamento!$E32,Detalhamento!AE$15)<=mediçao,0,OFFSET(Import.PLQ,$A32-1,AE$15-1,1,1)),OFFSET(Import.PLQ,$A32-1,AE$15-1,1,1))))","v":0},{"$f":"IF(AF$13=\"\",0,CHOOSE(Detalhamento.OpçãoServiços,OFFSET(Import.PLQ,$A32-1,AF$15-1,1,1),IF(ISNUMBER(INDEX(Import.PLE,Detalhamento!$E32,Detalhamento!AF$15)),IF(INDEX(Import.PLE,Detalhamento!$E32,Detalhamento!AF$15)<=mediçao,OFFSET(Import.PLQ,$A32-1,AF$15-1,1,1),0),0),IF(ISNUMBER(INDEX(Import.PLE,Detalhamento!$E32,Detalhamento!AF$15)),IF(INDEX(Import.PLE,Detalhamento!$E32,Detalhamento!AF$15)<=mediçao,0,OFFSET(Import.PLQ,$A32-1,AF$15-1,1,1)),OFFSET(Import.PLQ,$A32-1,AF$15-1,1,1))))","v":0},{"$f":"IF(AG$13=\"\",0,CHOOSE(Detalhamento.OpçãoServiços,OFFSET(Import.PLQ,$A32-1,AG$15-1,1,1),IF(ISNUMBER(INDEX(Import.PLE,Detalhamento!$E32,Detalhamento!AG$15)),IF(INDEX(Import.PLE,Detalhamento!$E32,Detalhamento!AG$15)<=mediçao,OFFSET(Import.PLQ,$A32-1,AG$15-1,1,1),0),0),IF(ISNUMBER(INDEX(Import.PLE,Detalhamento!$E32,Detalhamento!AG$15)),IF(INDEX(Import.PLE,Detalhamento!$E32,Detalhamento!AG$15)<=mediçao,0,OFFSET(Import.PLQ,$A32-1,AG$15-1,1,1)),OFFSET(Import.PLQ,$A32-1,AG$15-1,1,1))))","v":0},{"$f":"IF(AH$13=\"\",0,CHOOSE(Detalhamento.OpçãoServiços,OFFSET(Import.PLQ,$A32-1,AH$15-1,1,1),IF(ISNUMBER(INDEX(Import.PLE,Detalhamento!$E32,Detalhamento!AH$15)),IF(INDEX(Import.PLE,Detalhamento!$E32,Detalhamento!AH$15)<=mediçao,OFFSET(Import.PLQ,$A32-1,AH$15-1,1,1),0),0),IF(ISNUMBER(INDEX(Import.PLE,Detalhamento!$E32,Detalhamento!AH$15)),IF(INDEX(Import.PLE,Detalhamento!$E32,Detalhamento!AH$15)<=mediçao,0,OFFSET(Import.PLQ,$A32-1,AH$15-1,1,1)),OFFSET(Import.PLQ,$A32-1,AH$15-1,1,1))))","v":0},{"$f":"IF(AI$13=\"\",0,CHOOSE(Detalhamento.OpçãoServiços,OFFSET(Import.PLQ,$A32-1,AI$15-1,1,1),IF(ISNUMBER(INDEX(Import.PLE,Detalhamento!$E32,Detalhamento!AI$15)),IF(INDEX(Import.PLE,Detalhamento!$E32,Detalhamento!AI$15)<=mediçao,OFFSET(Import.PLQ,$A32-1,AI$15-1,1,1),0),0),IF(ISNUMBER(INDEX(Import.PLE,Detalhamento!$E32,Detalhamento!AI$15)),IF(INDEX(Import.PLE,Detalhamento!$E32,Detalhamento!AI$15)<=mediçao,0,OFFSET(Import.PLQ,$A32-1,AI$15-1,1,1)),OFFSET(Import.PLQ,$A32-1,AI$15-1,1,1))))","v":0},{"$f":"IF(AJ$13=\"\",0,CHOOSE(Detalhamento.OpçãoServiços,OFFSET(Import.PLQ,$A32-1,AJ$15-1,1,1),IF(ISNUMBER(INDEX(Import.PLE,Detalhamento!$E32,Detalhamento!AJ$15)),IF(INDEX(Import.PLE,Detalhamento!$E32,Detalhamento!AJ$15)<=mediçao,OFFSET(Import.PLQ,$A32-1,AJ$15-1,1,1),0),0),IF(ISNUMBER(INDEX(Import.PLE,Detalhamento!$E32,Detalhamento!AJ$15)),IF(INDEX(Import.PLE,Detalhamento!$E32,Detalhamento!AJ$15)<=mediçao,0,OFFSET(Import.PLQ,$A32-1,AJ$15-1,1,1)),OFFSET(Import.PLQ,$A32-1,AJ$15-1,1,1))))","v":0},{"$f":"IF(AK$13=\"\",0,CHOOSE(Detalhamento.OpçãoServiços,OFFSET(Import.PLQ,$A32-1,AK$15-1,1,1),IF(ISNUMBER(INDEX(Import.PLE,Detalhamento!$E32,Detalhamento!AK$15)),IF(INDEX(Import.PLE,Detalhamento!$E32,Detalhamento!AK$15)<=mediçao,OFFSET(Import.PLQ,$A32-1,AK$15-1,1,1),0),0),IF(ISNUMBER(INDEX(Import.PLE,Detalhamento!$E32,Detalhamento!AK$15)),IF(INDEX(Import.PLE,Detalhamento!$E32,Detalhamento!AK$15)<=mediçao,0,OFFSET(Import.PLQ,$A32-1,AK$15-1,1,1)),OFFSET(Import.PLQ,$A32-1,AK$15-1,1,1))))","v":0},{"$f":"IF(AL$13=\"\",0,CHOOSE(Detalhamento.OpçãoServiços,OFFSET(Import.PLQ,$A32-1,AL$15-1,1,1),IF(ISNUMBER(INDEX(Import.PLE,Detalhamento!$E32,Detalhamento!AL$15)),IF(INDEX(Import.PLE,Detalhamento!$E32,Detalhamento!AL$15)<=mediçao,OFFSET(Import.PLQ,$A32-1,AL$15-1,1,1),0),0),IF(ISNUMBER(INDEX(Import.PLE,Detalhamento!$E32,Detalhamento!AL$15)),IF(INDEX(Import.PLE,Detalhamento!$E32,Detalhamento!AL$15)<=mediçao,0,OFFSET(Import.PLQ,$A32-1,AL$15-1,1,1)),OFFSET(Import.PLQ,$A32-1,AL$15-1,1,1))))","v":0},{"$f":"IF(AM$13=\"\",0,CHOOSE(Detalhamento.OpçãoServiços,OFFSET(Import.PLQ,$A32-1,AM$15-1,1,1),IF(ISNUMBER(INDEX(Import.PLE,Detalhamento!$E32,Detalhamento!AM$15)),IF(INDEX(Import.PLE,Detalhamento!$E32,Detalhamento!AM$15)<=mediçao,OFFSET(Import.PLQ,$A32-1,AM$15-1,1,1),0),0),IF(ISNUMBER(INDEX(Import.PLE,Detalhamento!$E32,Detalhamento!AM$15)),IF(INDEX(Import.PLE,Detalhamento!$E32,Detalhamento!AM$15)<=mediçao,0,OFFSET(Import.PLQ,$A32-1,AM$15-1,1,1)),OFFSET(Import.PLQ,$A32-1,AM$15-1,1,1))))","v":0},{"$f":"IF(AN$13=\"\",0,CHOOSE(Detalhamento.OpçãoServiços,OFFSET(Import.PLQ,$A32-1,AN$15-1,1,1),IF(ISNUMBER(INDEX(Import.PLE,Detalhamento!$E32,Detalhamento!AN$15)),IF(INDEX(Import.PLE,Detalhamento!$E32,Detalhamento!AN$15)<=mediçao,OFFSET(Import.PLQ,$A32-1,AN$15-1,1,1),0),0),IF(ISNUMBER(INDEX(Import.PLE,Detalhamento!$E32,Detalhamento!AN$15)),IF(INDEX(Import.PLE,Detalhamento!$E32,Detalhamento!AN$15)<=mediçao,0,OFFSET(Import.PLQ,$A32-1,AN$15-1,1,1)),OFFSET(Import.PLQ,$A32-1,AN$15-1,1,1))))","v":0},{"$f":"IF(AO$13=\"\",0,CHOOSE(Detalhamento.OpçãoServiços,OFFSET(Import.PLQ,$A32-1,AO$15-1,1,1),IF(ISNUMBER(INDEX(Import.PLE,Detalhamento!$E32,Detalhamento!AO$15)),IF(INDEX(Import.PLE,Detalhamento!$E32,Detalhamento!AO$15)<=mediçao,OFFSET(Import.PLQ,$A32-1,AO$15-1,1,1),0),0),IF(ISNUMBER(INDEX(Import.PLE,Detalhamento!$E32,Detalhamento!AO$15)),IF(INDEX(Import.PLE,Detalhamento!$E32,Detalhamento!AO$15)<=mediçao,0,OFFSET(Import.PLQ,$A32-1,AO$15-1,1,1)),OFFSET(Import.PLQ,$A32-1,AO$15-1,1,1))))","v":0},{"$f":"IF(AP$13=\"\",0,CHOOSE(Detalhamento.OpçãoServiços,OFFSET(Import.PLQ,$A32-1,AP$15-1,1,1),IF(ISNUMBER(INDEX(Import.PLE,Detalhamento!$E32,Detalhamento!AP$15)),IF(INDEX(Import.PLE,Detalhamento!$E32,Detalhamento!AP$15)<=mediçao,OFFSET(Import.PLQ,$A32-1,AP$15-1,1,1),0),0),IF(ISNUMBER(INDEX(Import.PLE,Detalhamento!$E32,Detalhamento!AP$15)),IF(INDEX(Import.PLE,Detalhamento!$E32,Detalhamento!AP$15)<=mediçao,0,OFFSET(Import.PLQ,$A32-1,AP$15-1,1,1)),OFFSET(Import.PLQ,$A32-1,AP$15-1,1,1))))","v":0},{"$f":"IF(AQ$13=\"\",0,CHOOSE(Detalhamento.OpçãoServiços,OFFSET(Import.PLQ,$A32-1,AQ$15-1,1,1),IF(ISNUMBER(INDEX(Import.PLE,Detalhamento!$E32,Detalhamento!AQ$15)),IF(INDEX(Import.PLE,Detalhamento!$E32,Detalhamento!AQ$15)<=mediçao,OFFSET(Import.PLQ,$A32-1,AQ$15-1,1,1),0),0),IF(ISNUMBER(INDEX(Import.PLE,Detalhamento!$E32,Detalhamento!AQ$15)),IF(INDEX(Import.PLE,Detalhamento!$E32,Detalhamento!AQ$15)<=mediçao,0,OFFSET(Import.PLQ,$A32-1,AQ$15-1,1,1)),OFFSET(Import.PLQ,$A32-1,AQ$15-1,1,1))))","v":0},{"$f":"IF(AR$13=\"\",0,CHOOSE(Detalhamento.OpçãoServiços,OFFSET(Import.PLQ,$A32-1,AR$15-1,1,1),IF(ISNUMBER(INDEX(Import.PLE,Detalhamento!$E32,Detalhamento!AR$15)),IF(INDEX(Import.PLE,Detalhamento!$E32,Detalhamento!AR$15)<=mediçao,OFFSET(Import.PLQ,$A32-1,AR$15-1,1,1),0),0),IF(ISNUMBER(INDEX(Import.PLE,Detalhamento!$E32,Detalhamento!AR$15)),IF(INDEX(Import.PLE,Detalhamento!$E32,Detalhamento!AR$15)<=mediçao,0,OFFSET(Import.PLQ,$A32-1,AR$15-1,1,1)),OFFSET(Import.PLQ,$A32-1,AR$15-1,1,1))))","v":0},{"$f":"IF(AS$13=\"\",0,CHOOSE(Detalhamento.OpçãoServiços,OFFSET(Import.PLQ,$A32-1,AS$15-1,1,1),IF(ISNUMBER(INDEX(Import.PLE,Detalhamento!$E32,Detalhamento!AS$15)),IF(INDEX(Import.PLE,Detalhamento!$E32,Detalhamento!AS$15)<=mediçao,OFFSET(Import.PLQ,$A32-1,AS$15-1,1,1),0),0),IF(ISNUMBER(INDEX(Import.PLE,Detalhamento!$E32,Detalhamento!AS$15)),IF(INDEX(Import.PLE,Detalhamento!$E32,Detalhamento!AS$15)<=mediçao,0,OFFSET(Import.PLQ,$A32-1,AS$15-1,1,1)),OFFSET(Import.PLQ,$A32-1,AS$15-1,1,1))))","v":0},{"$f":"IF(AT$13=\"\",0,CHOOSE(Detalhamento.OpçãoServiços,OFFSET(Import.PLQ,$A32-1,AT$15-1,1,1),IF(ISNUMBER(INDEX(Import.PLE,Detalhamento!$E32,Detalhamento!AT$15)),IF(INDEX(Import.PLE,Detalhamento!$E32,Detalhamento!AT$15)<=mediçao,OFFSET(Import.PLQ,$A32-1,AT$15-1,1,1),0),0),IF(ISNUMBER(INDEX(Import.PLE,Detalhamento!$E32,Detalhamento!AT$15)),IF(INDEX(Import.PLE,Detalhamento!$E32,Detalhamento!AT$15)<=mediçao,0,OFFSET(Import.PLQ,$A32-1,AT$15-1,1,1)),OFFSET(Import.PLQ,$A32-1,AT$15-1,1,1))))","v":0},{"$f":"IF(AU$13=\"\",0,CHOOSE(Detalhamento.OpçãoServiços,OFFSET(Import.PLQ,$A32-1,AU$15-1,1,1),IF(ISNUMBER(INDEX(Import.PLE,Detalhamento!$E32,Detalhamento!AU$15)),IF(INDEX(Import.PLE,Detalhamento!$E32,Detalhamento!AU$15)<=mediçao,OFFSET(Import.PLQ,$A32-1,AU$15-1,1,1),0),0),IF(ISNUMBER(INDEX(Import.PLE,Detalhamento!$E32,Detalhamento!AU$15)),IF(INDEX(Import.PLE,Detalhamento!$E32,Detalhamento!AU$15)<=mediçao,0,OFFSET(Import.PLQ,$A32-1,AU$15-1,1,1)),OFFSET(Import.PLQ,$A32-1,AU$15-1,1,1))))","v":0},{"$f":"IF(AV$13=\"\",0,CHOOSE(Detalhamento.OpçãoServiços,OFFSET(Import.PLQ,$A32-1,AV$15-1,1,1),IF(ISNUMBER(INDEX(Import.PLE,Detalhamento!$E32,Detalhamento!AV$15)),IF(INDEX(Import.PLE,Detalhamento!$E32,Detalhamento!AV$15)<=mediçao,OFFSET(Import.PLQ,$A32-1,AV$15-1,1,1),0),0),IF(ISNUMBER(INDEX(Import.PLE,Detalhamento!$E32,Detalhamento!AV$15)),IF(INDEX(Import.PLE,Detalhamento!$E32,Detalhamento!AV$15)<=mediçao,0,OFFSET(Import.PLQ,$A32-1,AV$15-1,1,1)),OFFSET(Import.PLQ,$A32-1,AV$15-1,1,1))))","v":0},{"$f":"IF(AW$13=\"\",0,CHOOSE(Detalhamento.OpçãoServiços,OFFSET(Import.PLQ,$A32-1,AW$15-1,1,1),IF(ISNUMBER(INDEX(Import.PLE,Detalhamento!$E32,Detalhamento!AW$15)),IF(INDEX(Import.PLE,Detalhamento!$E32,Detalhamento!AW$15)<=mediçao,OFFSET(Import.PLQ,$A32-1,AW$15-1,1,1),0),0),IF(ISNUMBER(INDEX(Import.PLE,Detalhamento!$E32,Detalhamento!AW$15)),IF(INDEX(Import.PLE,Detalhamento!$E32,Detalhamento!AW$15)<=mediçao,0,OFFSET(Import.PLQ,$A32-1,AW$15-1,1,1)),OFFSET(Import.PLQ,$A32-1,AW$15-1,1,1))))","v":0},{"$f":"IF(AX$13=\"\",0,CHOOSE(Detalhamento.OpçãoServiços,OFFSET(Import.PLQ,$A32-1,AX$15-1,1,1),IF(ISNUMBER(INDEX(Import.PLE,Detalhamento!$E32,Detalhamento!AX$15)),IF(INDEX(Import.PLE,Detalhamento!$E32,Detalhamento!AX$15)<=mediçao,OFFSET(Import.PLQ,$A32-1,AX$15-1,1,1),0),0),IF(ISNUMBER(INDEX(Import.PLE,Detalhamento!$E32,Detalhamento!AX$15)),IF(INDEX(Import.PLE,Detalhamento!$E32,Detalhamento!AX$15)<=mediçao,0,OFFSET(Import.PLQ,$A32-1,AX$15-1,1,1)),OFFSET(Import.PLQ,$A32-1,AX$15-1,1,1))))","v":0},{"$f":"IF(AY$13=\"\",0,CHOOSE(Detalhamento.OpçãoServiços,OFFSET(Import.PLQ,$A32-1,AY$15-1,1,1),IF(ISNUMBER(INDEX(Import.PLE,Detalhamento!$E32,Detalhamento!AY$15)),IF(INDEX(Import.PLE,Detalhamento!$E32,Detalhamento!AY$15)<=mediçao,OFFSET(Import.PLQ,$A32-1,AY$15-1,1,1),0),0),IF(ISNUMBER(INDEX(Import.PLE,Detalhamento!$E32,Detalhamento!AY$15)),IF(INDEX(Import.PLE,Detalhamento!$E32,Detalhamento!AY$15)<=mediçao,0,OFFSET(Import.PLQ,$A32-1,AY$15-1,1,1)),OFFSET(Import.PLQ,$A32-1,AY$15-1,1,1))))","v":0},{"$f":"IF(AZ$13=\"\",0,CHOOSE(Detalhamento.OpçãoServiços,OFFSET(Import.PLQ,$A32-1,AZ$15-1,1,1),IF(ISNUMBER(INDEX(Import.PLE,Detalhamento!$E32,Detalhamento!AZ$15)),IF(INDEX(Import.PLE,Detalhamento!$E32,Detalhamento!AZ$15)<=mediçao,OFFSET(Import.PLQ,$A32-1,AZ$15-1,1,1),0),0),IF(ISNUMBER(INDEX(Import.PLE,Detalhamento!$E32,Detalhamento!AZ$15)),IF(INDEX(Import.PLE,Detalhamento!$E32,Detalhamento!AZ$15)<=mediçao,0,OFFSET(Import.PLQ,$A32-1,AZ$15-1,1,1)),OFFSET(Import.PLQ,$A32-1,AZ$15-1,1,1))))","v":0},{"$f":"IF(BA$13=\"\",0,CHOOSE(Detalhamento.OpçãoServiços,OFFSET(Import.PLQ,$A32-1,BA$15-1,1,1),IF(ISNUMBER(INDEX(Import.PLE,Detalhamento!$E32,Detalhamento!BA$15)),IF(INDEX(Import.PLE,Detalhamento!$E32,Detalhamento!BA$15)<=mediçao,OFFSET(Import.PLQ,$A32-1,BA$15-1,1,1),0),0),IF(ISNUMBER(INDEX(Import.PLE,Detalhamento!$E32,Detalhamento!BA$15)),IF(INDEX(Import.PLE,Detalhamento!$E32,Detalhamento!BA$15)<=mediçao,0,OFFSET(Import.PLQ,$A32-1,BA$15-1,1,1)),OFFSET(Import.PLQ,$A32-1,BA$15-1,1,1))))","v":0},{"$f":"IF(BB$13=\"\",0,CHOOSE(Detalhamento.OpçãoServiços,OFFSET(Import.PLQ,$A32-1,BB$15-1,1,1),IF(ISNUMBER(INDEX(Import.PLE,Detalhamento!$E32,Detalhamento!BB$15)),IF(INDEX(Import.PLE,Detalhamento!$E32,Detalhamento!BB$15)<=mediçao,OFFSET(Import.PLQ,$A32-1,BB$15-1,1,1),0),0),IF(ISNUMBER(INDEX(Import.PLE,Detalhamento!$E32,Detalhamento!BB$15)),IF(INDEX(Import.PLE,Detalhamento!$E32,Detalhamento!BB$15)<=mediçao,0,OFFSET(Import.PLQ,$A32-1,BB$15-1,1,1)),OFFSET(Import.PLQ,$A32-1,BB$15-1,1,1))))","v":0},{"$f":"IF(BC$13=\"\",0,CHOOSE(Detalhamento.OpçãoServiços,OFFSET(Import.PLQ,$A32-1,BC$15-1,1,1),IF(ISNUMBER(INDEX(Import.PLE,Detalhamento!$E32,Detalhamento!BC$15)),IF(INDEX(Import.PLE,Detalhamento!$E32,Detalhamento!BC$15)<=mediçao,OFFSET(Import.PLQ,$A32-1,BC$15-1,1,1),0),0),IF(ISNUMBER(INDEX(Import.PLE,Detalhamento!$E32,Detalhamento!BC$15)),IF(INDEX(Import.PLE,Detalhamento!$E32,Detalhamento!BC$15)<=mediçao,0,OFFSET(Import.PLQ,$A32-1,BC$15-1,1,1)),OFFSET(Import.PLQ,$A32-1,BC$15-1,1,1))))","v":0},{"$f":"IF(BD$13=\"\",0,CHOOSE(Detalhamento.OpçãoServiços,OFFSET(Import.PLQ,$A32-1,BD$15-1,1,1),IF(ISNUMBER(INDEX(Import.PLE,Detalhamento!$E32,Detalhamento!BD$15)),IF(INDEX(Import.PLE,Detalhamento!$E32,Detalhamento!BD$15)<=mediçao,OFFSET(Import.PLQ,$A32-1,BD$15-1,1,1),0),0),IF(ISNUMBER(INDEX(Import.PLE,Detalhamento!$E32,Detalhamento!BD$15)),IF(INDEX(Import.PLE,Detalhamento!$E32,Detalhamento!BD$15)<=mediçao,0,OFFSET(Import.PLQ,$A32-1,BD$15-1,1,1)),OFFSET(Import.PLQ,$A32-1,BD$15-1,1,1))))","v":0},{"$f":"IF(BE$13=\"\",0,CHOOSE(Detalhamento.OpçãoServiços,OFFSET(Import.PLQ,$A32-1,BE$15-1,1,1),IF(ISNUMBER(INDEX(Import.PLE,Detalhamento!$E32,Detalhamento!BE$15)),IF(INDEX(Import.PLE,Detalhamento!$E32,Detalhamento!BE$15)<=mediçao,OFFSET(Import.PLQ,$A32-1,BE$15-1,1,1),0),0),IF(ISNUMBER(INDEX(Import.PLE,Detalhamento!$E32,Detalhamento!BE$15)),IF(INDEX(Import.PLE,Detalhamento!$E32,Detalhamento!BE$15)<=mediçao,0,OFFSET(Import.PLQ,$A32-1,BE$15-1,1,1)),OFFSET(Import.PLQ,$A32-1,BE$15-1,1,1))))","v":0},{"$f":"IF(BF$13=\"\",0,CHOOSE(Detalhamento.OpçãoServiços,OFFSET(Import.PLQ,$A32-1,BF$15-1,1,1),IF(ISNUMBER(INDEX(Import.PLE,Detalhamento!$E32,Detalhamento!BF$15)),IF(INDEX(Import.PLE,Detalhamento!$E32,Detalhamento!BF$15)<=mediçao,OFFSET(Import.PLQ,$A32-1,BF$15-1,1,1),0),0),IF(ISNUMBER(INDEX(Import.PLE,Detalhamento!$E32,Detalhamento!BF$15)),IF(INDEX(Import.PLE,Detalhamento!$E32,Detalhamento!BF$15)<=mediçao,0,OFFSET(Import.PLQ,$A32-1,BF$15-1,1,1)),OFFSET(Import.PLQ,$A32-1,BF$15-1,1,1))))","v":0},{"$f":"IF(BG$13=\"\",0,CHOOSE(Detalhamento.OpçãoServiços,OFFSET(Import.PLQ,$A32-1,BG$15-1,1,1),IF(ISNUMBER(INDEX(Import.PLE,Detalhamento!$E32,Detalhamento!BG$15)),IF(INDEX(Import.PLE,Detalhamento!$E32,Detalhamento!BG$15)<=mediçao,OFFSET(Import.PLQ,$A32-1,BG$15-1,1,1),0),0),IF(ISNUMBER(INDEX(Import.PLE,Detalhamento!$E32,Detalhamento!BG$15)),IF(INDEX(Import.PLE,Detalhamento!$E32,Detalhamento!BG$15)<=mediçao,0,OFFSET(Import.PLQ,$A32-1,BG$15-1,1,1)),OFFSET(Import.PLQ,$A32-1,BG$15-1,1,1))))","v":0},{"$f":"IF(BH$13=\"\",0,CHOOSE(Detalhamento.OpçãoServiços,OFFSET(Import.PLQ,$A32-1,BH$15-1,1,1),IF(ISNUMBER(INDEX(Import.PLE,Detalhamento!$E32,Detalhamento!BH$15)),IF(INDEX(Import.PLE,Detalhamento!$E32,Detalhamento!BH$15)<=mediçao,OFFSET(Import.PLQ,$A32-1,BH$15-1,1,1),0),0),IF(ISNUMBER(INDEX(Import.PLE,Detalhamento!$E32,Detalhamento!BH$15)),IF(INDEX(Import.PLE,Detalhamento!$E32,Detalhamento!BH$15)<=mediçao,0,OFFSET(Import.PLQ,$A32-1,BH$15-1,1,1)),OFFSET(Import.PLQ,$A32-1,BH$15-1,1,1))))","v":0},{"$f":"IF(BI$13=\"\",0,CHOOSE(Detalhamento.OpçãoServiços,OFFSET(Import.PLQ,$A32-1,BI$15-1,1,1),IF(ISNUMBER(INDEX(Import.PLE,Detalhamento!$E32,Detalhamento!BI$15)),IF(INDEX(Import.PLE,Detalhamento!$E32,Detalhamento!BI$15)<=mediçao,OFFSET(Import.PLQ,$A32-1,BI$15-1,1,1),0),0),IF(ISNUMBER(INDEX(Import.PLE,Detalhamento!$E32,Detalhamento!BI$15)),IF(INDEX(Import.PLE,Detalhamento!$E32,Detalhamento!BI$15)<=mediçao,0,OFFSET(Import.PLQ,$A32-1,BI$15-1,1,1)),OFFSET(Import.PLQ,$A32-1,BI$15-1,1,1))))","v":0}]
[43,"Evento",null,null,4,40000,"Evento","VIGAS ","R$",49463.44,null,{"$f":"IF(L$13=\"\",0,CHOOSE(Detalhamento.OpçãoServiços,OFFSET(Import.PLQ,$A33-1,L$15-1,1,1),IF(ISNUMBER(INDEX(Import.PLE,Detalhamento!$E33,Detalhamento!L$15)),IF(INDEX(Import.PLE,Detalhamento!$E33,Detalhamento!L$15)<=mediçao,OFFSET(Import.PLQ,$A33-1,L$15-1,1,1),0),0),IF(ISNUMBER(INDEX(Import.PLE,Detalhamento!$E33,Detalhamento!L$15)),IF(INDEX(Import.PLE,Detalhamento!$E33,Detalhamento!L$15)<=mediçao,0,OFFSET(Import.PLQ,$A33-1,L$15-1,1,1)),OFFSET(Import.PLQ,$A33-1,L$15-1,1,1))))","v":24731.72},{"$f":"IF(M$13=\"\",0,CHOOSE(Detalhamento.OpçãoServiços,OFFSET(Import.PLQ,$A33-1,M$15-1,1,1),IF(ISNUMBER(INDEX(Import.PLE,Detalhamento!$E33,Detalhamento!M$15)),IF(INDEX(Import.PLE,Detalhamento!$E33,Detalhamento!M$15)<=mediçao,OFFSET(Import.PLQ,$A33-1,M$15-1,1,1),0),0),IF(ISNUMBER(INDEX(Import.PLE,Detalhamento!$E33,Detalhamento!M$15)),IF(INDEX(Import.PLE,Detalhamento!$E33,Detalhamento!M$15)<=mediçao,0,OFFSET(Import.PLQ,$A33-1,M$15-1,1,1)),OFFSET(Import.PLQ,$A33-1,M$15-1,1,1))))","v":24731.72},{"$f":"IF(N$13=\"\",0,CHOOSE(Detalhamento.OpçãoServiços,OFFSET(Import.PLQ,$A33-1,N$15-1,1,1),IF(ISNUMBER(INDEX(Import.PLE,Detalhamento!$E33,Detalhamento!N$15)),IF(INDEX(Import.PLE,Detalhamento!$E33,Detalhamento!N$15)<=mediçao,OFFSET(Import.PLQ,$A33-1,N$15-1,1,1),0),0),IF(ISNUMBER(INDEX(Import.PLE,Detalhamento!$E33,Detalhamento!N$15)),IF(INDEX(Import.PLE,Detalhamento!$E33,Detalhamento!N$15)<=mediçao,0,OFFSET(Import.PLQ,$A33-1,N$15-1,1,1)),OFFSET(Import.PLQ,$A33-1,N$15-1,1,1))))","v":0},{"$f":"IF(O$13=\"\",0,CHOOSE(Detalhamento.OpçãoServiços,OFFSET(Import.PLQ,$A33-1,O$15-1,1,1),IF(ISNUMBER(INDEX(Import.PLE,Detalhamento!$E33,Detalhamento!O$15)),IF(INDEX(Import.PLE,Detalhamento!$E33,Detalhamento!O$15)<=mediçao,OFFSET(Import.PLQ,$A33-1,O$15-1,1,1),0),0),IF(ISNUMBER(INDEX(Import.PLE,Detalhamento!$E33,Detalhamento!O$15)),IF(INDEX(Import.PLE,Detalhamento!$E33,Detalhamento!O$15)<=mediçao,0,OFFSET(Import.PLQ,$A33-1,O$15-1,1,1)),OFFSET(Import.PLQ,$A33-1,O$15-1,1,1))))","v":0},{"$f":"IF(P$13=\"\",0,CHOOSE(Detalhamento.OpçãoServiços,OFFSET(Import.PLQ,$A33-1,P$15-1,1,1),IF(ISNUMBER(INDEX(Import.PLE,Detalhamento!$E33,Detalhamento!P$15)),IF(INDEX(Import.PLE,Detalhamento!$E33,Detalhamento!P$15)<=mediçao,OFFSET(Import.PLQ,$A33-1,P$15-1,1,1),0),0),IF(ISNUMBER(INDEX(Import.PLE,Detalhamento!$E33,Detalhamento!P$15)),IF(INDEX(Import.PLE,Detalhamento!$E33,Detalhamento!P$15)<=mediçao,0,OFFSET(Import.PLQ,$A33-1,P$15-1,1,1)),OFFSET(Import.PLQ,$A33-1,P$15-1,1,1))))","v":0},{"$f":"IF(Q$13=\"\",0,CHOOSE(Detalhamento.OpçãoServiços,OFFSET(Import.PLQ,$A33-1,Q$15-1,1,1),IF(ISNUMBER(INDEX(Import.PLE,Detalhamento!$E33,Detalhamento!Q$15)),IF(INDEX(Import.PLE,Detalhamento!$E33,Detalhamento!Q$15)<=mediçao,OFFSET(Import.PLQ,$A33-1,Q$15-1,1,1),0),0),IF(ISNUMBER(INDEX(Import.PLE,Detalhamento!$E33,Detalhamento!Q$15)),IF(INDEX(Import.PLE,Detalhamento!$E33,Detalhamento!Q$15)<=mediçao,0,OFFSET(Import.PLQ,$A33-1,Q$15-1,1,1)),OFFSET(Import.PLQ,$A33-1,Q$15-1,1,1))))","v":0},{"$f":"IF(R$13=\"\",0,CHOOSE(Detalhamento.OpçãoServiços,OFFSET(Import.PLQ,$A33-1,R$15-1,1,1),IF(ISNUMBER(INDEX(Import.PLE,Detalhamento!$E33,Detalhamento!R$15)),IF(INDEX(Import.PLE,Detalhamento!$E33,Detalhamento!R$15)<=mediçao,OFFSET(Import.PLQ,$A33-1,R$15-1,1,1),0),0),IF(ISNUMBER(INDEX(Import.PLE,Detalhamento!$E33,Detalhamento!R$15)),IF(INDEX(Import.PLE,Detalhamento!$E33,Detalhamento!R$15)<=mediçao,0,OFFSET(Import.PLQ,$A33-1,R$15-1,1,1)),OFFSET(Import.PLQ,$A33-1,R$15-1,1,1))))","v":0},{"$f":"IF(S$13=\"\",0,CHOOSE(Detalhamento.OpçãoServiços,OFFSET(Import.PLQ,$A33-1,S$15-1,1,1),IF(ISNUMBER(INDEX(Import.PLE,Detalhamento!$E33,Detalhamento!S$15)),IF(INDEX(Import.PLE,Detalhamento!$E33,Detalhamento!S$15)<=mediçao,OFFSET(Import.PLQ,$A33-1,S$15-1,1,1),0),0),IF(ISNUMBER(INDEX(Import.PLE,Detalhamento!$E33,Detalhamento!S$15)),IF(INDEX(Import.PLE,Detalhamento!$E33,Detalhamento!S$15)<=mediçao,0,OFFSET(Import.PLQ,$A33-1,S$15-1,1,1)),OFFSET(Import.PLQ,$A33-1,S$15-1,1,1))))","v":0},{"$f":"IF(T$13=\"\",0,CHOOSE(Detalhamento.OpçãoServiços,OFFSET(Import.PLQ,$A33-1,T$15-1,1,1),IF(ISNUMBER(INDEX(Import.PLE,Detalhamento!$E33,Detalhamento!T$15)),IF(INDEX(Import.PLE,Detalhamento!$E33,Detalhamento!T$15)<=mediçao,OFFSET(Import.PLQ,$A33-1,T$15-1,1,1),0),0),IF(ISNUMBER(INDEX(Import.PLE,Detalhamento!$E33,Detalhamento!T$15)),IF(INDEX(Import.PLE,Detalhamento!$E33,Detalhamento!T$15)<=mediçao,0,OFFSET(Import.PLQ,$A33-1,T$15-1,1,1)),OFFSET(Import.PLQ,$A33-1,T$15-1,1,1))))","v":0},{"$f":"IF(U$13=\"\",0,CHOOSE(Detalhamento.OpçãoServiços,OFFSET(Import.PLQ,$A33-1,U$15-1,1,1),IF(ISNUMBER(INDEX(Import.PLE,Detalhamento!$E33,Detalhamento!U$15)),IF(INDEX(Import.PLE,Detalhamento!$E33,Detalhamento!U$15)<=mediçao,OFFSET(Import.PLQ,$A33-1,U$15-1,1,1),0),0),IF(ISNUMBER(INDEX(Import.PLE,Detalhamento!$E33,Detalhamento!U$15)),IF(INDEX(Import.PLE,Detalhamento!$E33,Detalhamento!U$15)<=mediçao,0,OFFSET(Import.PLQ,$A33-1,U$15-1,1,1)),OFFSET(Import.PLQ,$A33-1,U$15-1,1,1))))","v":0},{"$f":"IF(V$13=\"\",0,CHOOSE(Detalhamento.OpçãoServiços,OFFSET(Import.PLQ,$A33-1,V$15-1,1,1),IF(ISNUMBER(INDEX(Import.PLE,Detalhamento!$E33,Detalhamento!V$15)),IF(INDEX(Import.PLE,Detalhamento!$E33,Detalhamento!V$15)<=mediçao,OFFSET(Import.PLQ,$A33-1,V$15-1,1,1),0),0),IF(ISNUMBER(INDEX(Import.PLE,Detalhamento!$E33,Detalhamento!V$15)),IF(INDEX(Import.PLE,Detalhamento!$E33,Detalhamento!V$15)<=mediçao,0,OFFSET(Import.PLQ,$A33-1,V$15-1,1,1)),OFFSET(Import.PLQ,$A33-1,V$15-1,1,1))))","v":0},{"$f":"IF(W$13=\"\",0,CHOOSE(Detalhamento.OpçãoServiços,OFFSET(Import.PLQ,$A33-1,W$15-1,1,1),IF(ISNUMBER(INDEX(Import.PLE,Detalhamento!$E33,Detalhamento!W$15)),IF(INDEX(Import.PLE,Detalhamento!$E33,Detalhamento!W$15)<=mediçao,OFFSET(Import.PLQ,$A33-1,W$15-1,1,1),0),0),IF(ISNUMBER(INDEX(Import.PLE,Detalhamento!$E33,Detalhamento!W$15)),IF(INDEX(Import.PLE,Detalhamento!$E33,Detalhamento!W$15)<=mediçao,0,OFFSET(Import.PLQ,$A33-1,W$15-1,1,1)),OFFSET(Import.PLQ,$A33-1,W$15-1,1,1))))","v":0},{"$f":"IF(X$13=\"\",0,CHOOSE(Detalhamento.OpçãoServiços,OFFSET(Import.PLQ,$A33-1,X$15-1,1,1),IF(ISNUMBER(INDEX(Import.PLE,Detalhamento!$E33,Detalhamento!X$15)),IF(INDEX(Import.PLE,Detalhamento!$E33,Detalhamento!X$15)<=mediçao,OFFSET(Import.PLQ,$A33-1,X$15-1,1,1),0),0),IF(ISNUMBER(INDEX(Import.PLE,Detalhamento!$E33,Detalhamento!X$15)),IF(INDEX(Import.PLE,Detalhamento!$E33,Detalhamento!X$15)<=mediçao,0,OFFSET(Import.PLQ,$A33-1,X$15-1,1,1)),OFFSET(Import.PLQ,$A33-1,X$15-1,1,1))))","v":0},{"$f":"IF(Y$13=\"\",0,CHOOSE(Detalhamento.OpçãoServiços,OFFSET(Import.PLQ,$A33-1,Y$15-1,1,1),IF(ISNUMBER(INDEX(Import.PLE,Detalhamento!$E33,Detalhamento!Y$15)),IF(INDEX(Import.PLE,Detalhamento!$E33,Detalhamento!Y$15)<=mediçao,OFFSET(Import.PLQ,$A33-1,Y$15-1,1,1),0),0),IF(ISNUMBER(INDEX(Import.PLE,Detalhamento!$E33,Detalhamento!Y$15)),IF(INDEX(Import.PLE,Detalhamento!$E33,Detalhamento!Y$15)<=mediçao,0,OFFSET(Import.PLQ,$A33-1,Y$15-1,1,1)),OFFSET(Import.PLQ,$A33-1,Y$15-1,1,1))))","v":0},{"$f":"IF(Z$13=\"\",0,CHOOSE(Detalhamento.OpçãoServiços,OFFSET(Import.PLQ,$A33-1,Z$15-1,1,1),IF(ISNUMBER(INDEX(Import.PLE,Detalhamento!$E33,Detalhamento!Z$15)),IF(INDEX(Import.PLE,Detalhamento!$E33,Detalhamento!Z$15)<=mediçao,OFFSET(Import.PLQ,$A33-1,Z$15-1,1,1),0),0),IF(ISNUMBER(INDEX(Import.PLE,Detalhamento!$E33,Detalhamento!Z$15)),IF(INDEX(Import.PLE,Detalhamento!$E33,Detalhamento!Z$15)<=mediçao,0,OFFSET(Import.PLQ,$A33-1,Z$15-1,1,1)),OFFSET(Import.PLQ,$A33-1,Z$15-1,1,1))))","v":0},{"$f":"IF(AA$13=\"\",0,CHOOSE(Detalhamento.OpçãoServiços,OFFSET(Import.PLQ,$A33-1,AA$15-1,1,1),IF(ISNUMBER(INDEX(Import.PLE,Detalhamento!$E33,Detalhamento!AA$15)),IF(INDEX(Import.PLE,Detalhamento!$E33,Detalhamento!AA$15)<=mediçao,OFFSET(Import.PLQ,$A33-1,AA$15-1,1,1),0),0),IF(ISNUMBER(INDEX(Import.PLE,Detalhamento!$E33,Detalhamento!AA$15)),IF(INDEX(Import.PLE,Detalhamento!$E33,Detalhamento!AA$15)<=mediçao,0,OFFSET(Import.PLQ,$A33-1,AA$15-1,1,1)),OFFSET(Import.PLQ,$A33-1,AA$15-1,1,1))))","v":0},{"$f":"IF(AB$13=\"\",0,CHOOSE(Detalhamento.OpçãoServiços,OFFSET(Import.PLQ,$A33-1,AB$15-1,1,1),IF(ISNUMBER(INDEX(Import.PLE,Detalhamento!$E33,Detalhamento!AB$15)),IF(INDEX(Import.PLE,Detalhamento!$E33,Detalhamento!AB$15)<=mediçao,OFFSET(Import.PLQ,$A33-1,AB$15-1,1,1),0),0),IF(ISNUMBER(INDEX(Import.PLE,Detalhamento!$E33,Detalhamento!AB$15)),IF(INDEX(Import.PLE,Detalhamento!$E33,Detalhamento!AB$15)<=mediçao,0,OFFSET(Import.PLQ,$A33-1,AB$15-1,1,1)),OFFSET(Import.PLQ,$A33-1,AB$15-1,1,1))))","v":0},{"$f":"IF(AC$13=\"\",0,CHOOSE(Detalhamento.OpçãoServiços,OFFSET(Import.PLQ,$A33-1,AC$15-1,1,1),IF(ISNUMBER(INDEX(Import.PLE,Detalhamento!$E33,Detalhamento!AC$15)),IF(INDEX(Import.PLE,Detalhamento!$E33,Detalhamento!AC$15)<=mediçao,OFFSET(Import.PLQ,$A33-1,AC$15-1,1,1),0),0),IF(ISNUMBER(INDEX(Import.PLE,Detalhamento!$E33,Detalhamento!AC$15)),IF(INDEX(Import.PLE,Detalhamento!$E33,Detalhamento!AC$15)<=mediçao,0,OFFSET(Import.PLQ,$A33-1,AC$15-1,1,1)),OFFSET(Import.PLQ,$A33-1,AC$15-1,1,1))))","v":0},{"$f":"IF(AD$13=\"\",0,CHOOSE(Detalhamento.OpçãoServiços,OFFSET(Import.PLQ,$A33-1,AD$15-1,1,1),IF(ISNUMBER(INDEX(Import.PLE,Detalhamento!$E33,Detalhamento!AD$15)),IF(INDEX(Import.PLE,Detalhamento!$E33,Detalhamento!AD$15)<=mediçao,OFFSET(Import.PLQ,$A33-1,AD$15-1,1,1),0),0),IF(ISNUMBER(INDEX(Import.PLE,Detalhamento!$E33,Detalhamento!AD$15)),IF(INDEX(Import.PLE,Detalhamento!$E33,Detalhamento!AD$15)<=mediçao,0,OFFSET(Import.PLQ,$A33-1,AD$15-1,1,1)),OFFSET(Import.PLQ,$A33-1,AD$15-1,1,1))))","v":0},{"$f":"IF(AE$13=\"\",0,CHOOSE(Detalhamento.OpçãoServiços,OFFSET(Import.PLQ,$A33-1,AE$15-1,1,1),IF(ISNUMBER(INDEX(Import.PLE,Detalhamento!$E33,Detalhamento!AE$15)),IF(INDEX(Import.PLE,Detalhamento!$E33,Detalhamento!AE$15)<=mediçao,OFFSET(Import.PLQ,$A33-1,AE$15-1,1,1),0),0),IF(ISNUMBER(INDEX(Import.PLE,Detalhamento!$E33,Detalhamento!AE$15)),IF(INDEX(Import.PLE,Detalhamento!$E33,Detalhamento!AE$15)<=mediçao,0,OFFSET(Import.PLQ,$A33-1,AE$15-1,1,1)),OFFSET(Import.PLQ,$A33-1,AE$15-1,1,1))))","v":0},{"$f":"IF(AF$13=\"\",0,CHOOSE(Detalhamento.OpçãoServiços,OFFSET(Import.PLQ,$A33-1,AF$15-1,1,1),IF(ISNUMBER(INDEX(Import.PLE,Detalhamento!$E33,Detalhamento!AF$15)),IF(INDEX(Import.PLE,Detalhamento!$E33,Detalhamento!AF$15)<=mediçao,OFFSET(Import.PLQ,$A33-1,AF$15-1,1,1),0),0),IF(ISNUMBER(INDEX(Import.PLE,Detalhamento!$E33,Detalhamento!AF$15)),IF(INDEX(Import.PLE,Detalhamento!$E33,Detalhamento!AF$15)<=mediçao,0,OFFSET(Import.PLQ,$A33-1,AF$15-1,1,1)),OFFSET(Import.PLQ,$A33-1,AF$15-1,1,1))))","v":0},{"$f":"IF(AG$13=\"\",0,CHOOSE(Detalhamento.OpçãoServiços,OFFSET(Import.PLQ,$A33-1,AG$15-1,1,1),IF(ISNUMBER(INDEX(Import.PLE,Detalhamento!$E33,Detalhamento!AG$15)),IF(INDEX(Import.PLE,Detalhamento!$E33,Detalhamento!AG$15)<=mediçao,OFFSET(Import.PLQ,$A33-1,AG$15-1,1,1),0),0),IF(ISNUMBER(INDEX(Import.PLE,Detalhamento!$E33,Detalhamento!AG$15)),IF(INDEX(Import.PLE,Detalhamento!$E33,Detalhamento!AG$15)<=mediçao,0,OFFSET(Import.PLQ,$A33-1,AG$15-1,1,1)),OFFSET(Import.PLQ,$A33-1,AG$15-1,1,1))))","v":0},{"$f":"IF(AH$13=\"\",0,CHOOSE(Detalhamento.OpçãoServiços,OFFSET(Import.PLQ,$A33-1,AH$15-1,1,1),IF(ISNUMBER(INDEX(Import.PLE,Detalhamento!$E33,Detalhamento!AH$15)),IF(INDEX(Import.PLE,Detalhamento!$E33,Detalhamento!AH$15)<=mediçao,OFFSET(Import.PLQ,$A33-1,AH$15-1,1,1),0),0),IF(ISNUMBER(INDEX(Import.PLE,Detalhamento!$E33,Detalhamento!AH$15)),IF(INDEX(Import.PLE,Detalhamento!$E33,Detalhamento!AH$15)<=mediçao,0,OFFSET(Import.PLQ,$A33-1,AH$15-1,1,1)),OFFSET(Import.PLQ,$A33-1,AH$15-1,1,1))))","v":0},{"$f":"IF(AI$13=\"\",0,CHOOSE(Detalhamento.OpçãoServiços,OFFSET(Import.PLQ,$A33-1,AI$15-1,1,1),IF(ISNUMBER(INDEX(Import.PLE,Detalhamento!$E33,Detalhamento!AI$15)),IF(INDEX(Import.PLE,Detalhamento!$E33,Detalhamento!AI$15)<=mediçao,OFFSET(Import.PLQ,$A33-1,AI$15-1,1,1),0),0),IF(ISNUMBER(INDEX(Import.PLE,Detalhamento!$E33,Detalhamento!AI$15)),IF(INDEX(Import.PLE,Detalhamento!$E33,Detalhamento!AI$15)<=mediçao,0,OFFSET(Import.PLQ,$A33-1,AI$15-1,1,1)),OFFSET(Import.PLQ,$A33-1,AI$15-1,1,1))))","v":0},{"$f":"IF(AJ$13=\"\",0,CHOOSE(Detalhamento.OpçãoServiços,OFFSET(Import.PLQ,$A33-1,AJ$15-1,1,1),IF(ISNUMBER(INDEX(Import.PLE,Detalhamento!$E33,Detalhamento!AJ$15)),IF(INDEX(Import.PLE,Detalhamento!$E33,Detalhamento!AJ$15)<=mediçao,OFFSET(Import.PLQ,$A33-1,AJ$15-1,1,1),0),0),IF(ISNUMBER(INDEX(Import.PLE,Detalhamento!$E33,Detalhamento!AJ$15)),IF(INDEX(Import.PLE,Detalhamento!$E33,Detalhamento!AJ$15)<=mediçao,0,OFFSET(Import.PLQ,$A33-1,AJ$15-1,1,1)),OFFSET(Import.PLQ,$A33-1,AJ$15-1,1,1))))","v":0},{"$f":"IF(AK$13=\"\",0,CHOOSE(Detalhamento.OpçãoServiços,OFFSET(Import.PLQ,$A33-1,AK$15-1,1,1),IF(ISNUMBER(INDEX(Import.PLE,Detalhamento!$E33,Detalhamento!AK$15)),IF(INDEX(Import.PLE,Detalhamento!$E33,Detalhamento!AK$15)<=mediçao,OFFSET(Import.PLQ,$A33-1,AK$15-1,1,1),0),0),IF(ISNUMBER(INDEX(Import.PLE,Detalhamento!$E33,Detalhamento!AK$15)),IF(INDEX(Import.PLE,Detalhamento!$E33,Detalhamento!AK$15)<=mediçao,0,OFFSET(Import.PLQ,$A33-1,AK$15-1,1,1)),OFFSET(Import.PLQ,$A33-1,AK$15-1,1,1))))","v":0},{"$f":"IF(AL$13=\"\",0,CHOOSE(Detalhamento.OpçãoServiços,OFFSET(Import.PLQ,$A33-1,AL$15-1,1,1),IF(ISNUMBER(INDEX(Import.PLE,Detalhamento!$E33,Detalhamento!AL$15)),IF(INDEX(Import.PLE,Detalhamento!$E33,Detalhamento!AL$15)<=mediçao,OFFSET(Import.PLQ,$A33-1,AL$15-1,1,1),0),0),IF(ISNUMBER(INDEX(Import.PLE,Detalhamento!$E33,Detalhamento!AL$15)),IF(INDEX(Import.PLE,Detalhamento!$E33,Detalhamento!AL$15)<=mediçao,0,OFFSET(Import.PLQ,$A33-1,AL$15-1,1,1)),OFFSET(Import.PLQ,$A33-1,AL$15-1,1,1))))","v":0},{"$f":"IF(AM$13=\"\",0,CHOOSE(Detalhamento.OpçãoServiços,OFFSET(Import.PLQ,$A33-1,AM$15-1,1,1),IF(ISNUMBER(INDEX(Import.PLE,Detalhamento!$E33,Detalhamento!AM$15)),IF(INDEX(Import.PLE,Detalhamento!$E33,Detalhamento!AM$15)<=mediçao,OFFSET(Import.PLQ,$A33-1,AM$15-1,1,1),0),0),IF(ISNUMBER(INDEX(Import.PLE,Detalhamento!$E33,Detalhamento!AM$15)),IF(INDEX(Import.PLE,Detalhamento!$E33,Detalhamento!AM$15)<=mediçao,0,OFFSET(Import.PLQ,$A33-1,AM$15-1,1,1)),OFFSET(Import.PLQ,$A33-1,AM$15-1,1,1))))","v":0},{"$f":"IF(AN$13=\"\",0,CHOOSE(Detalhamento.OpçãoServiços,OFFSET(Import.PLQ,$A33-1,AN$15-1,1,1),IF(ISNUMBER(INDEX(Import.PLE,Detalhamento!$E33,Detalhamento!AN$15)),IF(INDEX(Import.PLE,Detalhamento!$E33,Detalhamento!AN$15)<=mediçao,OFFSET(Import.PLQ,$A33-1,AN$15-1,1,1),0),0),IF(ISNUMBER(INDEX(Import.PLE,Detalhamento!$E33,Detalhamento!AN$15)),IF(INDEX(Import.PLE,Detalhamento!$E33,Detalhamento!AN$15)<=mediçao,0,OFFSET(Import.PLQ,$A33-1,AN$15-1,1,1)),OFFSET(Import.PLQ,$A33-1,AN$15-1,1,1))))","v":0},{"$f":"IF(AO$13=\"\",0,CHOOSE(Detalhamento.OpçãoServiços,OFFSET(Import.PLQ,$A33-1,AO$15-1,1,1),IF(ISNUMBER(INDEX(Import.PLE,Detalhamento!$E33,Detalhamento!AO$15)),IF(INDEX(Import.PLE,Detalhamento!$E33,Detalhamento!AO$15)<=mediçao,OFFSET(Import.PLQ,$A33-1,AO$15-1,1,1),0),0),IF(ISNUMBER(INDEX(Import.PLE,Detalhamento!$E33,Detalhamento!AO$15)),IF(INDEX(Import.PLE,Detalhamento!$E33,Detalhamento!AO$15)<=mediçao,0,OFFSET(Import.PLQ,$A33-1,AO$15-1,1,1)),OFFSET(Import.PLQ,$A33-1,AO$15-1,1,1))))","v":0},{"$f":"IF(AP$13=\"\",0,CHOOSE(Detalhamento.OpçãoServiços,OFFSET(Import.PLQ,$A33-1,AP$15-1,1,1),IF(ISNUMBER(INDEX(Import.PLE,Detalhamento!$E33,Detalhamento!AP$15)),IF(INDEX(Import.PLE,Detalhamento!$E33,Detalhamento!AP$15)<=mediçao,OFFSET(Import.PLQ,$A33-1,AP$15-1,1,1),0),0),IF(ISNUMBER(INDEX(Import.PLE,Detalhamento!$E33,Detalhamento!AP$15)),IF(INDEX(Import.PLE,Detalhamento!$E33,Detalhamento!AP$15)<=mediçao,0,OFFSET(Import.PLQ,$A33-1,AP$15-1,1,1)),OFFSET(Import.PLQ,$A33-1,AP$15-1,1,1))))","v":0},{"$f":"IF(AQ$13=\"\",0,CHOOSE(Detalhamento.OpçãoServiços,OFFSET(Import.PLQ,$A33-1,AQ$15-1,1,1),IF(ISNUMBER(INDEX(Import.PLE,Detalhamento!$E33,Detalhamento!AQ$15)),IF(INDEX(Import.PLE,Detalhamento!$E33,Detalhamento!AQ$15)<=mediçao,OFFSET(Import.PLQ,$A33-1,AQ$15-1,1,1),0),0),IF(ISNUMBER(INDEX(Import.PLE,Detalhamento!$E33,Detalhamento!AQ$15)),IF(INDEX(Import.PLE,Detalhamento!$E33,Detalhamento!AQ$15)<=mediçao,0,OFFSET(Import.PLQ,$A33-1,AQ$15-1,1,1)),OFFSET(Import.PLQ,$A33-1,AQ$15-1,1,1))))","v":0},{"$f":"IF(AR$13=\"\",0,CHOOSE(Detalhamento.OpçãoServiços,OFFSET(Import.PLQ,$A33-1,AR$15-1,1,1),IF(ISNUMBER(INDEX(Import.PLE,Detalhamento!$E33,Detalhamento!AR$15)),IF(INDEX(Import.PLE,Detalhamento!$E33,Detalhamento!AR$15)<=mediçao,OFFSET(Import.PLQ,$A33-1,AR$15-1,1,1),0),0),IF(ISNUMBER(INDEX(Import.PLE,Detalhamento!$E33,Detalhamento!AR$15)),IF(INDEX(Import.PLE,Detalhamento!$E33,Detalhamento!AR$15)<=mediçao,0,OFFSET(Import.PLQ,$A33-1,AR$15-1,1,1)),OFFSET(Import.PLQ,$A33-1,AR$15-1,1,1))))","v":0},{"$f":"IF(AS$13=\"\",0,CHOOSE(Detalhamento.OpçãoServiços,OFFSET(Import.PLQ,$A33-1,AS$15-1,1,1),IF(ISNUMBER(INDEX(Import.PLE,Detalhamento!$E33,Detalhamento!AS$15)),IF(INDEX(Import.PLE,Detalhamento!$E33,Detalhamento!AS$15)<=mediçao,OFFSET(Import.PLQ,$A33-1,AS$15-1,1,1),0),0),IF(ISNUMBER(INDEX(Import.PLE,Detalhamento!$E33,Detalhamento!AS$15)),IF(INDEX(Import.PLE,Detalhamento!$E33,Detalhamento!AS$15)<=mediçao,0,OFFSET(Import.PLQ,$A33-1,AS$15-1,1,1)),OFFSET(Import.PLQ,$A33-1,AS$15-1,1,1))))","v":0},{"$f":"IF(AT$13=\"\",0,CHOOSE(Detalhamento.OpçãoServiços,OFFSET(Import.PLQ,$A33-1,AT$15-1,1,1),IF(ISNUMBER(INDEX(Import.PLE,Detalhamento!$E33,Detalhamento!AT$15)),IF(INDEX(Import.PLE,Detalhamento!$E33,Detalhamento!AT$15)<=mediçao,OFFSET(Import.PLQ,$A33-1,AT$15-1,1,1),0),0),IF(ISNUMBER(INDEX(Import.PLE,Detalhamento!$E33,Detalhamento!AT$15)),IF(INDEX(Import.PLE,Detalhamento!$E33,Detalhamento!AT$15)<=mediçao,0,OFFSET(Import.PLQ,$A33-1,AT$15-1,1,1)),OFFSET(Import.PLQ,$A33-1,AT$15-1,1,1))))","v":0},{"$f":"IF(AU$13=\"\",0,CHOOSE(Detalhamento.OpçãoServiços,OFFSET(Import.PLQ,$A33-1,AU$15-1,1,1),IF(ISNUMBER(INDEX(Import.PLE,Detalhamento!$E33,Detalhamento!AU$15)),IF(INDEX(Import.PLE,Detalhamento!$E33,Detalhamento!AU$15)<=mediçao,OFFSET(Import.PLQ,$A33-1,AU$15-1,1,1),0),0),IF(ISNUMBER(INDEX(Import.PLE,Detalhamento!$E33,Detalhamento!AU$15)),IF(INDEX(Import.PLE,Detalhamento!$E33,Detalhamento!AU$15)<=mediçao,0,OFFSET(Import.PLQ,$A33-1,AU$15-1,1,1)),OFFSET(Import.PLQ,$A33-1,AU$15-1,1,1))))","v":0},{"$f":"IF(AV$13=\"\",0,CHOOSE(Detalhamento.OpçãoServiços,OFFSET(Import.PLQ,$A33-1,AV$15-1,1,1),IF(ISNUMBER(INDEX(Import.PLE,Detalhamento!$E33,Detalhamento!AV$15)),IF(INDEX(Import.PLE,Detalhamento!$E33,Detalhamento!AV$15)<=mediçao,OFFSET(Import.PLQ,$A33-1,AV$15-1,1,1),0),0),IF(ISNUMBER(INDEX(Import.PLE,Detalhamento!$E33,Detalhamento!AV$15)),IF(INDEX(Import.PLE,Detalhamento!$E33,Detalhamento!AV$15)<=mediçao,0,OFFSET(Import.PLQ,$A33-1,AV$15-1,1,1)),OFFSET(Import.PLQ,$A33-1,AV$15-1,1,1))))","v":0},{"$f":"IF(AW$13=\"\",0,CHOOSE(Detalhamento.OpçãoServiços,OFFSET(Import.PLQ,$A33-1,AW$15-1,1,1),IF(ISNUMBER(INDEX(Import.PLE,Detalhamento!$E33,Detalhamento!AW$15)),IF(INDEX(Import.PLE,Detalhamento!$E33,Detalhamento!AW$15)<=mediçao,OFFSET(Import.PLQ,$A33-1,AW$15-1,1,1),0),0),IF(ISNUMBER(INDEX(Import.PLE,Detalhamento!$E33,Detalhamento!AW$15)),IF(INDEX(Import.PLE,Detalhamento!$E33,Detalhamento!AW$15)<=mediçao,0,OFFSET(Import.PLQ,$A33-1,AW$15-1,1,1)),OFFSET(Import.PLQ,$A33-1,AW$15-1,1,1))))","v":0},{"$f":"IF(AX$13=\"\",0,CHOOSE(Detalhamento.OpçãoServiços,OFFSET(Import.PLQ,$A33-1,AX$15-1,1,1),IF(ISNUMBER(INDEX(Import.PLE,Detalhamento!$E33,Detalhamento!AX$15)),IF(INDEX(Import.PLE,Detalhamento!$E33,Detalhamento!AX$15)<=mediçao,OFFSET(Import.PLQ,$A33-1,AX$15-1,1,1),0),0),IF(ISNUMBER(INDEX(Import.PLE,Detalhamento!$E33,Detalhamento!AX$15)),IF(INDEX(Import.PLE,Detalhamento!$E33,Detalhamento!AX$15)<=mediçao,0,OFFSET(Import.PLQ,$A33-1,AX$15-1,1,1)),OFFSET(Import.PLQ,$A33-1,AX$15-1,1,1))))","v":0},{"$f":"IF(AY$13=\"\",0,CHOOSE(Detalhamento.OpçãoServiços,OFFSET(Import.PLQ,$A33-1,AY$15-1,1,1),IF(ISNUMBER(INDEX(Import.PLE,Detalhamento!$E33,Detalhamento!AY$15)),IF(INDEX(Import.PLE,Detalhamento!$E33,Detalhamento!AY$15)<=mediçao,OFFSET(Import.PLQ,$A33-1,AY$15-1,1,1),0),0),IF(ISNUMBER(INDEX(Import.PLE,Detalhamento!$E33,Detalhamento!AY$15)),IF(INDEX(Import.PLE,Detalhamento!$E33,Detalhamento!AY$15)<=mediçao,0,OFFSET(Import.PLQ,$A33-1,AY$15-1,1,1)),OFFSET(Import.PLQ,$A33-1,AY$15-1,1,1))))","v":0},{"$f":"IF(AZ$13=\"\",0,CHOOSE(Detalhamento.OpçãoServiços,OFFSET(Import.PLQ,$A33-1,AZ$15-1,1,1),IF(ISNUMBER(INDEX(Import.PLE,Detalhamento!$E33,Detalhamento!AZ$15)),IF(INDEX(Import.PLE,Detalhamento!$E33,Detalhamento!AZ$15)<=mediçao,OFFSET(Import.PLQ,$A33-1,AZ$15-1,1,1),0),0),IF(ISNUMBER(INDEX(Import.PLE,Detalhamento!$E33,Detalhamento!AZ$15)),IF(INDEX(Import.PLE,Detalhamento!$E33,Detalhamento!AZ$15)<=mediçao,0,OFFSET(Import.PLQ,$A33-1,AZ$15-1,1,1)),OFFSET(Import.PLQ,$A33-1,AZ$15-1,1,1))))","v":0},{"$f":"IF(BA$13=\"\",0,CHOOSE(Detalhamento.OpçãoServiços,OFFSET(Import.PLQ,$A33-1,BA$15-1,1,1),IF(ISNUMBER(INDEX(Import.PLE,Detalhamento!$E33,Detalhamento!BA$15)),IF(INDEX(Import.PLE,Detalhamento!$E33,Detalhamento!BA$15)<=mediçao,OFFSET(Import.PLQ,$A33-1,BA$15-1,1,1),0),0),IF(ISNUMBER(INDEX(Import.PLE,Detalhamento!$E33,Detalhamento!BA$15)),IF(INDEX(Import.PLE,Detalhamento!$E33,Detalhamento!BA$15)<=mediçao,0,OFFSET(Import.PLQ,$A33-1,BA$15-1,1,1)),OFFSET(Import.PLQ,$A33-1,BA$15-1,1,1))))","v":0},{"$f":"IF(BB$13=\"\",0,CHOOSE(Detalhamento.OpçãoServiços,OFFSET(Import.PLQ,$A33-1,BB$15-1,1,1),IF(ISNUMBER(INDEX(Import.PLE,Detalhamento!$E33,Detalhamento!BB$15)),IF(INDEX(Import.PLE,Detalhamento!$E33,Detalhamento!BB$15)<=mediçao,OFFSET(Import.PLQ,$A33-1,BB$15-1,1,1),0),0),IF(ISNUMBER(INDEX(Import.PLE,Detalhamento!$E33,Detalhamento!BB$15)),IF(INDEX(Import.PLE,Detalhamento!$E33,Detalhamento!BB$15)<=mediçao,0,OFFSET(Import.PLQ,$A33-1,BB$15-1,1,1)),OFFSET(Import.PLQ,$A33-1,BB$15-1,1,1))))","v":0},{"$f":"IF(BC$13=\"\",0,CHOOSE(Detalhamento.OpçãoServiços,OFFSET(Import.PLQ,$A33-1,BC$15-1,1,1),IF(ISNUMBER(INDEX(Import.PLE,Detalhamento!$E33,Detalhamento!BC$15)),IF(INDEX(Import.PLE,Detalhamento!$E33,Detalhamento!BC$15)<=mediçao,OFFSET(Import.PLQ,$A33-1,BC$15-1,1,1),0),0),IF(ISNUMBER(INDEX(Import.PLE,Detalhamento!$E33,Detalhamento!BC$15)),IF(INDEX(Import.PLE,Detalhamento!$E33,Detalhamento!BC$15)<=mediçao,0,OFFSET(Import.PLQ,$A33-1,BC$15-1,1,1)),OFFSET(Import.PLQ,$A33-1,BC$15-1,1,1))))","v":0},{"$f":"IF(BD$13=\"\",0,CHOOSE(Detalhamento.OpçãoServiços,OFFSET(Import.PLQ,$A33-1,BD$15-1,1,1),IF(ISNUMBER(INDEX(Import.PLE,Detalhamento!$E33,Detalhamento!BD$15)),IF(INDEX(Import.PLE,Detalhamento!$E33,Detalhamento!BD$15)<=mediçao,OFFSET(Import.PLQ,$A33-1,BD$15-1,1,1),0),0),IF(ISNUMBER(INDEX(Import.PLE,Detalhamento!$E33,Detalhamento!BD$15)),IF(INDEX(Import.PLE,Detalhamento!$E33,Detalhamento!BD$15)<=mediçao,0,OFFSET(Import.PLQ,$A33-1,BD$15-1,1,1)),OFFSET(Import.PLQ,$A33-1,BD$15-1,1,1))))","v":0},{"$f":"IF(BE$13=\"\",0,CHOOSE(Detalhamento.OpçãoServiços,OFFSET(Import.PLQ,$A33-1,BE$15-1,1,1),IF(ISNUMBER(INDEX(Import.PLE,Detalhamento!$E33,Detalhamento!BE$15)),IF(INDEX(Import.PLE,Detalhamento!$E33,Detalhamento!BE$15)<=mediçao,OFFSET(Import.PLQ,$A33-1,BE$15-1,1,1),0),0),IF(ISNUMBER(INDEX(Import.PLE,Detalhamento!$E33,Detalhamento!BE$15)),IF(INDEX(Import.PLE,Detalhamento!$E33,Detalhamento!BE$15)<=mediçao,0,OFFSET(Import.PLQ,$A33-1,BE$15-1,1,1)),OFFSET(Import.PLQ,$A33-1,BE$15-1,1,1))))","v":0},{"$f":"IF(BF$13=\"\",0,CHOOSE(Detalhamento.OpçãoServiços,OFFSET(Import.PLQ,$A33-1,BF$15-1,1,1),IF(ISNUMBER(INDEX(Import.PLE,Detalhamento!$E33,Detalhamento!BF$15)),IF(INDEX(Import.PLE,Detalhamento!$E33,Detalhamento!BF$15)<=mediçao,OFFSET(Import.PLQ,$A33-1,BF$15-1,1,1),0),0),IF(ISNUMBER(INDEX(Import.PLE,Detalhamento!$E33,Detalhamento!BF$15)),IF(INDEX(Import.PLE,Detalhamento!$E33,Detalhamento!BF$15)<=mediçao,0,OFFSET(Import.PLQ,$A33-1,BF$15-1,1,1)),OFFSET(Import.PLQ,$A33-1,BF$15-1,1,1))))","v":0},{"$f":"IF(BG$13=\"\",0,CHOOSE(Detalhamento.OpçãoServiços,OFFSET(Import.PLQ,$A33-1,BG$15-1,1,1),IF(ISNUMBER(INDEX(Import.PLE,Detalhamento!$E33,Detalhamento!BG$15)),IF(INDEX(Import.PLE,Detalhamento!$E33,Detalhamento!BG$15)<=mediçao,OFFSET(Import.PLQ,$A33-1,BG$15-1,1,1),0),0),IF(ISNUMBER(INDEX(Import.PLE,Detalhamento!$E33,Detalhamento!BG$15)),IF(INDEX(Import.PLE,Detalhamento!$E33,Detalhamento!BG$15)<=mediçao,0,OFFSET(Import.PLQ,$A33-1,BG$15-1,1,1)),OFFSET(Import.PLQ,$A33-1,BG$15-1,1,1))))","v":0},{"$f":"IF(BH$13=\"\",0,CHOOSE(Detalhamento.OpçãoServiços,OFFSET(Import.PLQ,$A33-1,BH$15-1,1,1),IF(ISNUMBER(INDEX(Import.PLE,Detalhamento!$E33,Detalhamento!BH$15)),IF(INDEX(Import.PLE,Detalhamento!$E33,Detalhamento!BH$15)<=mediçao,OFFSET(Import.PLQ,$A33-1,BH$15-1,1,1),0),0),IF(ISNUMBER(INDEX(Import.PLE,Detalhamento!$E33,Detalhamento!BH$15)),IF(INDEX(Import.PLE,Detalhamento!$E33,Detalhamento!BH$15)<=mediçao,0,OFFSET(Import.PLQ,$A33-1,BH$15-1,1,1)),OFFSET(Import.PLQ,$A33-1,BH$15-1,1,1))))","v":0},{"$f":"IF(BI$13=\"\",0,CHOOSE(Detalhamento.OpçãoServiços,OFFSET(Import.PLQ,$A33-1,BI$15-1,1,1),IF(ISNUMBER(INDEX(Import.PLE,Detalhamento!$E33,Detalhamento!BI$15)),IF(INDEX(Import.PLE,Detalhamento!$E33,Detalhamento!BI$15)<=mediçao,OFFSET(Import.PLQ,$A33-1,BI$15-1,1,1),0),0),IF(ISNUMBER(INDEX(Import.PLE,Detalhamento!$E33,Detalhamento!BI$15)),IF(INDEX(Import.PLE,Detalhamento!$E33,Detalhamento!BI$15)<=mediçao,0,OFFSET(Import.PLQ,$A33-1,BI$15-1,1,1)),OFFSET(Import.PLQ,$A33-1,BI$15-1,1,1))))","v":0}]
[13,"Serviço",null,null,4,40013,"1.3.4.","VIGAS PRÉ-MOLDADAS","M3",35.53,null,{"$f":"IF(L$13=\"\",0,CHOOSE(Detalhamento.OpçãoServiços,OFFSET(Import.PLQ,$A34-1,L$15-1,1,1),IF(ISNUMBER(INDEX(Import.PLE,Detalhamento!$E34,Detalhamento!L$15)),IF(INDEX(Import.PLE,Detalhamento!$E34,Detalhamento!L$15)<=mediçao,OFFSET(Import.PLQ,$A34-1,L$15-1,1,1),0),0),IF(ISNUMBER(INDEX(Import.PLE,Detalhamento!$E34,Detalhamento!L$15)),IF(INDEX(Import.PLE,Detalhamento!$E34,Detalhamento!L$15)<=mediçao,0,OFFSET(Import.PLQ,$A34-1,L$15-1,1,1)),OFFSET(Import.PLQ,$A34-1,L$15-1,1,1))))","v":17.765000000000001},{"$f":"IF(M$13=\"\",0,CHOOSE(Detalhamento.OpçãoServiços,OFFSET(Import.PLQ,$A34-1,M$15-1,1,1),IF(ISNUMBER(INDEX(Import.PLE,Detalhamento!$E34,Detalhamento!M$15)),IF(INDEX(Import.PLE,Detalhamento!$E34,Detalhamento!M$15)<=mediçao,OFFSET(Import.PLQ,$A34-1,M$15-1,1,1),0),0),IF(ISNUMBER(INDEX(Import.PLE,Detalhamento!$E34,Detalhamento!M$15)),IF(INDEX(Import.PLE,Detalhamento!$E34,Detalhamento!M$15)<=mediçao,0,OFFSET(Import.PLQ,$A34-1,M$15-1,1,1)),OFFSET(Import.PLQ,$A34-1,M$15-1,1,1))))","v":17.765000000000001},{"$f":"IF(N$13=\"\",0,CHOOSE(Detalhamento.OpçãoServiços,OFFSET(Import.PLQ,$A34-1,N$15-1,1,1),IF(ISNUMBER(INDEX(Import.PLE,Detalhamento!$E34,Detalhamento!N$15)),IF(INDEX(Import.PLE,Detalhamento!$E34,Detalhamento!N$15)<=mediçao,OFFSET(Import.PLQ,$A34-1,N$15-1,1,1),0),0),IF(ISNUMBER(INDEX(Import.PLE,Detalhamento!$E34,Detalhamento!N$15)),IF(INDEX(Import.PLE,Detalhamento!$E34,Detalhamento!N$15)<=mediçao,0,OFFSET(Import.PLQ,$A34-1,N$15-1,1,1)),OFFSET(Import.PLQ,$A34-1,N$15-1,1,1))))","v":0},{"$f":"IF(O$13=\"\",0,CHOOSE(Detalhamento.OpçãoServiços,OFFSET(Import.PLQ,$A34-1,O$15-1,1,1),IF(ISNUMBER(INDEX(Import.PLE,Detalhamento!$E34,Detalhamento!O$15)),IF(INDEX(Import.PLE,Detalhamento!$E34,Detalhamento!O$15)<=mediçao,OFFSET(Import.PLQ,$A34-1,O$15-1,1,1),0),0),IF(ISNUMBER(INDEX(Import.PLE,Detalhamento!$E34,Detalhamento!O$15)),IF(INDEX(Import.PLE,Detalhamento!$E34,Detalhamento!O$15)<=mediçao,0,OFFSET(Import.PLQ,$A34-1,O$15-1,1,1)),OFFSET(Import.PLQ,$A34-1,O$15-1,1,1))))","v":0},{"$f":"IF(P$13=\"\",0,CHOOSE(Detalhamento.OpçãoServiços,OFFSET(Import.PLQ,$A34-1,P$15-1,1,1),IF(ISNUMBER(INDEX(Import.PLE,Detalhamento!$E34,Detalhamento!P$15)),IF(INDEX(Import.PLE,Detalhamento!$E34,Detalhamento!P$15)<=mediçao,OFFSET(Import.PLQ,$A34-1,P$15-1,1,1),0),0),IF(ISNUMBER(INDEX(Import.PLE,Detalhamento!$E34,Detalhamento!P$15)),IF(INDEX(Import.PLE,Detalhamento!$E34,Detalhamento!P$15)<=mediçao,0,OFFSET(Import.PLQ,$A34-1,P$15-1,1,1)),OFFSET(Import.PLQ,$A34-1,P$15-1,1,1))))","v":0},{"$f":"IF(Q$13=\"\",0,CHOOSE(Detalhamento.OpçãoServiços,OFFSET(Import.PLQ,$A34-1,Q$15-1,1,1),IF(ISNUMBER(INDEX(Import.PLE,Detalhamento!$E34,Detalhamento!Q$15)),IF(INDEX(Import.PLE,Detalhamento!$E34,Detalhamento!Q$15)<=mediçao,OFFSET(Import.PLQ,$A34-1,Q$15-1,1,1),0),0),IF(ISNUMBER(INDEX(Import.PLE,Detalhamento!$E34,Detalhamento!Q$15)),IF(INDEX(Import.PLE,Detalhamento!$E34,Detalhamento!Q$15)<=mediçao,0,OFFSET(Import.PLQ,$A34-1,Q$15-1,1,1)),OFFSET(Import.PLQ,$A34-1,Q$15-1,1,1))))","v":0},{"$f":"IF(R$13=\"\",0,CHOOSE(Detalhamento.OpçãoServiços,OFFSET(Import.PLQ,$A34-1,R$15-1,1,1),IF(ISNUMBER(INDEX(Import.PLE,Detalhamento!$E34,Detalhamento!R$15)),IF(INDEX(Import.PLE,Detalhamento!$E34,Detalhamento!R$15)<=mediçao,OFFSET(Import.PLQ,$A34-1,R$15-1,1,1),0),0),IF(ISNUMBER(INDEX(Import.PLE,Detalhamento!$E34,Detalhamento!R$15)),IF(INDEX(Import.PLE,Detalhamento!$E34,Detalhamento!R$15)<=mediçao,0,OFFSET(Import.PLQ,$A34-1,R$15-1,1,1)),OFFSET(Import.PLQ,$A34-1,R$15-1,1,1))))","v":0},{"$f":"IF(S$13=\"\",0,CHOOSE(Detalhamento.OpçãoServiços,OFFSET(Import.PLQ,$A34-1,S$15-1,1,1),IF(ISNUMBER(INDEX(Import.PLE,Detalhamento!$E34,Detalhamento!S$15)),IF(INDEX(Import.PLE,Detalhamento!$E34,Detalhamento!S$15)<=mediçao,OFFSET(Import.PLQ,$A34-1,S$15-1,1,1),0),0),IF(ISNUMBER(INDEX(Import.PLE,Detalhamento!$E34,Detalhamento!S$15)),IF(INDEX(Import.PLE,Detalhamento!$E34,Detalhamento!S$15)<=mediçao,0,OFFSET(Import.PLQ,$A34-1,S$15-1,1,1)),OFFSET(Import.PLQ,$A34-1,S$15-1,1,1))))","v":0},{"$f":"IF(T$13=\"\",0,CHOOSE(Detalhamento.OpçãoServiços,OFFSET(Import.PLQ,$A34-1,T$15-1,1,1),IF(ISNUMBER(INDEX(Import.PLE,Detalhamento!$E34,Detalhamento!T$15)),IF(INDEX(Import.PLE,Detalhamento!$E34,Detalhamento!T$15)<=mediçao,OFFSET(Import.PLQ,$A34-1,T$15-1,1,1),0),0),IF(ISNUMBER(INDEX(Import.PLE,Detalhamento!$E34,Detalhamento!T$15)),IF(INDEX(Import.PLE,Detalhamento!$E34,Detalhamento!T$15)<=mediçao,0,OFFSET(Import.PLQ,$A34-1,T$15-1,1,1)),OFFSET(Import.PLQ,$A34-1,T$15-1,1,1))))","v":0},{"$f":"IF(U$13=\"\",0,CHOOSE(Detalhamento.OpçãoServiços,OFFSET(Import.PLQ,$A34-1,U$15-1,1,1),IF(ISNUMBER(INDEX(Import.PLE,Detalhamento!$E34,Detalhamento!U$15)),IF(INDEX(Import.PLE,Detalhamento!$E34,Detalhamento!U$15)<=mediçao,OFFSET(Import.PLQ,$A34-1,U$15-1,1,1),0),0),IF(ISNUMBER(INDEX(Import.PLE,Detalhamento!$E34,Detalhamento!U$15)),IF(INDEX(Import.PLE,Detalhamento!$E34,Detalhamento!U$15)<=mediçao,0,OFFSET(Import.PLQ,$A34-1,U$15-1,1,1)),OFFSET(Import.PLQ,$A34-1,U$15-1,1,1))))","v":0},{"$f":"IF(V$13=\"\",0,CHOOSE(Detalhamento.OpçãoServiços,OFFSET(Import.PLQ,$A34-1,V$15-1,1,1),IF(ISNUMBER(INDEX(Import.PLE,Detalhamento!$E34,Detalhamento!V$15)),IF(INDEX(Import.PLE,Detalhamento!$E34,Detalhamento!V$15)<=mediçao,OFFSET(Import.PLQ,$A34-1,V$15-1,1,1),0),0),IF(ISNUMBER(INDEX(Import.PLE,Detalhamento!$E34,Detalhamento!V$15)),IF(INDEX(Import.PLE,Detalhamento!$E34,Detalhamento!V$15)<=mediçao,0,OFFSET(Import.PLQ,$A34-1,V$15-1,1,1)),OFFSET(Import.PLQ,$A34-1,V$15-1,1,1))))","v":0},{"$f":"IF(W$13=\"\",0,CHOOSE(Detalhamento.OpçãoServiços,OFFSET(Import.PLQ,$A34-1,W$15-1,1,1),IF(ISNUMBER(INDEX(Import.PLE,Detalhamento!$E34,Detalhamento!W$15)),IF(INDEX(Import.PLE,Detalhamento!$E34,Detalhamento!W$15)<=mediçao,OFFSET(Import.PLQ,$A34-1,W$15-1,1,1),0),0),IF(ISNUMBER(INDEX(Import.PLE,Detalhamento!$E34,Detalhamento!W$15)),IF(INDEX(Import.PLE,Detalhamento!$E34,Detalhamento!W$15)<=mediçao,0,OFFSET(Import.PLQ,$A34-1,W$15-1,1,1)),OFFSET(Import.PLQ,$A34-1,W$15-1,1,1))))","v":0},{"$f":"IF(X$13=\"\",0,CHOOSE(Detalhamento.OpçãoServiços,OFFSET(Import.PLQ,$A34-1,X$15-1,1,1),IF(ISNUMBER(INDEX(Import.PLE,Detalhamento!$E34,Detalhamento!X$15)),IF(INDEX(Import.PLE,Detalhamento!$E34,Detalhamento!X$15)<=mediçao,OFFSET(Import.PLQ,$A34-1,X$15-1,1,1),0),0),IF(ISNUMBER(INDEX(Import.PLE,Detalhamento!$E34,Detalhamento!X$15)),IF(INDEX(Import.PLE,Detalhamento!$E34,Detalhamento!X$15)<=mediçao,0,OFFSET(Import.PLQ,$A34-1,X$15-1,1,1)),OFFSET(Import.PLQ,$A34-1,X$15-1,1,1))))","v":0},{"$f":"IF(Y$13=\"\",0,CHOOSE(Detalhamento.OpçãoServiços,OFFSET(Import.PLQ,$A34-1,Y$15-1,1,1),IF(ISNUMBER(INDEX(Import.PLE,Detalhamento!$E34,Detalhamento!Y$15)),IF(INDEX(Import.PLE,Detalhamento!$E34,Detalhamento!Y$15)<=mediçao,OFFSET(Import.PLQ,$A34-1,Y$15-1,1,1),0),0),IF(ISNUMBER(INDEX(Import.PLE,Detalhamento!$E34,Detalhamento!Y$15)),IF(INDEX(Import.PLE,Detalhamento!$E34,Detalhamento!Y$15)<=mediçao,0,OFFSET(Import.PLQ,$A34-1,Y$15-1,1,1)),OFFSET(Import.PLQ,$A34-1,Y$15-1,1,1))))","v":0},{"$f":"IF(Z$13=\"\",0,CHOOSE(Detalhamento.OpçãoServiços,OFFSET(Import.PLQ,$A34-1,Z$15-1,1,1),IF(ISNUMBER(INDEX(Import.PLE,Detalhamento!$E34,Detalhamento!Z$15)),IF(INDEX(Import.PLE,Detalhamento!$E34,Detalhamento!Z$15)<=mediçao,OFFSET(Import.PLQ,$A34-1,Z$15-1,1,1),0),0),IF(ISNUMBER(INDEX(Import.PLE,Detalhamento!$E34,Detalhamento!Z$15)),IF(INDEX(Import.PLE,Detalhamento!$E34,Detalhamento!Z$15)<=mediçao,0,OFFSET(Import.PLQ,$A34-1,Z$15-1,1,1)),OFFSET(Import.PLQ,$A34-1,Z$15-1,1,1))))","v":0},{"$f":"IF(AA$13=\"\",0,CHOOSE(Detalhamento.OpçãoServiços,OFFSET(Import.PLQ,$A34-1,AA$15-1,1,1),IF(ISNUMBER(INDEX(Import.PLE,Detalhamento!$E34,Detalhamento!AA$15)),IF(INDEX(Import.PLE,Detalhamento!$E34,Detalhamento!AA$15)<=mediçao,OFFSET(Import.PLQ,$A34-1,AA$15-1,1,1),0),0),IF(ISNUMBER(INDEX(Import.PLE,Detalhamento!$E34,Detalhamento!AA$15)),IF(INDEX(Import.PLE,Detalhamento!$E34,Detalhamento!AA$15)<=mediçao,0,OFFSET(Import.PLQ,$A34-1,AA$15-1,1,1)),OFFSET(Import.PLQ,$A34-1,AA$15-1,1,1))))","v":0},{"$f":"IF(AB$13=\"\",0,CHOOSE(Detalhamento.OpçãoServiços,OFFSET(Import.PLQ,$A34-1,AB$15-1,1,1),IF(ISNUMBER(INDEX(Import.PLE,Detalhamento!$E34,Detalhamento!AB$15)),IF(INDEX(Import.PLE,Detalhamento!$E34,Detalhamento!AB$15)<=mediçao,OFFSET(Import.PLQ,$A34-1,AB$15-1,1,1),0),0),IF(ISNUMBER(INDEX(Import.PLE,Detalhamento!$E34,Detalhamento!AB$15)),IF(INDEX(Import.PLE,Detalhamento!$E34,Detalhamento!AB$15)<=mediçao,0,OFFSET(Import.PLQ,$A34-1,AB$15-1,1,1)),OFFSET(Import.PLQ,$A34-1,AB$15-1,1,1))))","v":0},{"$f":"IF(AC$13=\"\",0,CHOOSE(Detalhamento.OpçãoServiços,OFFSET(Import.PLQ,$A34-1,AC$15-1,1,1),IF(ISNUMBER(INDEX(Import.PLE,Detalhamento!$E34,Detalhamento!AC$15)),IF(INDEX(Import.PLE,Detalhamento!$E34,Detalhamento!AC$15)<=mediçao,OFFSET(Import.PLQ,$A34-1,AC$15-1,1,1),0),0),IF(ISNUMBER(INDEX(Import.PLE,Detalhamento!$E34,Detalhamento!AC$15)),IF(INDEX(Import.PLE,Detalhamento!$E34,Detalhamento!AC$15)<=mediçao,0,OFFSET(Import.PLQ,$A34-1,AC$15-1,1,1)),OFFSET(Import.PLQ,$A34-1,AC$15-1,1,1))))","v":0},{"$f":"IF(AD$13=\"\",0,CHOOSE(Detalhamento.OpçãoServiços,OFFSET(Import.PLQ,$A34-1,AD$15-1,1,1),IF(ISNUMBER(INDEX(Import.PLE,Detalhamento!$E34,Detalhamento!AD$15)),IF(INDEX(Import.PLE,Detalhamento!$E34,Detalhamento!AD$15)<=mediçao,OFFSET(Import.PLQ,$A34-1,AD$15-1,1,1),0),0),IF(ISNUMBER(INDEX(Import.PLE,Detalhamento!$E34,Detalhamento!AD$15)),IF(INDEX(Import.PLE,Detalhamento!$E34,Detalhamento!AD$15)<=mediçao,0,OFFSET(Import.PLQ,$A34-1,AD$15-1,1,1)),OFFSET(Import.PLQ,$A34-1,AD$15-1,1,1))))","v":0},{"$f":"IF(AE$13=\"\",0,CHOOSE(Detalhamento.OpçãoServiços,OFFSET(Import.PLQ,$A34-1,AE$15-1,1,1),IF(ISNUMBER(INDEX(Import.PLE,Detalhamento!$E34,Detalhamento!AE$15)),IF(INDEX(Import.PLE,Detalhamento!$E34,Detalhamento!AE$15)<=mediçao,OFFSET(Import.PLQ,$A34-1,AE$15-1,1,1),0),0),IF(ISNUMBER(INDEX(Import.PLE,Detalhamento!$E34,Detalhamento!AE$15)),IF(INDEX(Import.PLE,Detalhamento!$E34,Detalhamento!AE$15)<=mediçao,0,OFFSET(Import.PLQ,$A34-1,AE$15-1,1,1)),OFFSET(Import.PLQ,$A34-1,AE$15-1,1,1))))","v":0},{"$f":"IF(AF$13=\"\",0,CHOOSE(Detalhamento.OpçãoServiços,OFFSET(Import.PLQ,$A34-1,AF$15-1,1,1),IF(ISNUMBER(INDEX(Import.PLE,Detalhamento!$E34,Detalhamento!AF$15)),IF(INDEX(Import.PLE,Detalhamento!$E34,Detalhamento!AF$15)<=mediçao,OFFSET(Import.PLQ,$A34-1,AF$15-1,1,1),0),0),IF(ISNUMBER(INDEX(Import.PLE,Detalhamento!$E34,Detalhamento!AF$15)),IF(INDEX(Import.PLE,Detalhamento!$E34,Detalhamento!AF$15)<=mediçao,0,OFFSET(Import.PLQ,$A34-1,AF$15-1,1,1)),OFFSET(Import.PLQ,$A34-1,AF$15-1,1,1))))","v":0},{"$f":"IF(AG$13=\"\",0,CHOOSE(Detalhamento.OpçãoServiços,OFFSET(Import.PLQ,$A34-1,AG$15-1,1,1),IF(ISNUMBER(INDEX(Import.PLE,Detalhamento!$E34,Detalhamento!AG$15)),IF(INDEX(Import.PLE,Detalhamento!$E34,Detalhamento!AG$15)<=mediçao,OFFSET(Import.PLQ,$A34-1,AG$15-1,1,1),0),0),IF(ISNUMBER(INDEX(Import.PLE,Detalhamento!$E34,Detalhamento!AG$15)),IF(INDEX(Import.PLE,Detalhamento!$E34,Detalhamento!AG$15)<=mediçao,0,OFFSET(Import.PLQ,$A34-1,AG$15-1,1,1)),OFFSET(Import.PLQ,$A34-1,AG$15-1,1,1))))","v":0},{"$f":"IF(AH$13=\"\",0,CHOOSE(Detalhamento.OpçãoServiços,OFFSET(Import.PLQ,$A34-1,AH$15-1,1,1),IF(ISNUMBER(INDEX(Import.PLE,Detalhamento!$E34,Detalhamento!AH$15)),IF(INDEX(Import.PLE,Detalhamento!$E34,Detalhamento!AH$15)<=mediçao,OFFSET(Import.PLQ,$A34-1,AH$15-1,1,1),0),0),IF(ISNUMBER(INDEX(Import.PLE,Detalhamento!$E34,Detalhamento!AH$15)),IF(INDEX(Import.PLE,Detalhamento!$E34,Detalhamento!AH$15)<=mediçao,0,OFFSET(Import.PLQ,$A34-1,AH$15-1,1,1)),OFFSET(Import.PLQ,$A34-1,AH$15-1,1,1))))","v":0},{"$f":"IF(AI$13=\"\",0,CHOOSE(Detalhamento.OpçãoServiços,OFFSET(Import.PLQ,$A34-1,AI$15-1,1,1),IF(ISNUMBER(INDEX(Import.PLE,Detalhamento!$E34,Detalhamento!AI$15)),IF(INDEX(Import.PLE,Detalhamento!$E34,Detalhamento!AI$15)<=mediçao,OFFSET(Import.PLQ,$A34-1,AI$15-1,1,1),0),0),IF(ISNUMBER(INDEX(Import.PLE,Detalhamento!$E34,Detalhamento!AI$15)),IF(INDEX(Import.PLE,Detalhamento!$E34,Detalhamento!AI$15)<=mediçao,0,OFFSET(Import.PLQ,$A34-1,AI$15-1,1,1)),OFFSET(Import.PLQ,$A34-1,AI$15-1,1,1))))","v":0},{"$f":"IF(AJ$13=\"\",0,CHOOSE(Detalhamento.OpçãoServiços,OFFSET(Import.PLQ,$A34-1,AJ$15-1,1,1),IF(ISNUMBER(INDEX(Import.PLE,Detalhamento!$E34,Detalhamento!AJ$15)),IF(INDEX(Import.PLE,Detalhamento!$E34,Detalhamento!AJ$15)<=mediçao,OFFSET(Import.PLQ,$A34-1,AJ$15-1,1,1),0),0),IF(ISNUMBER(INDEX(Import.PLE,Detalhamento!$E34,Detalhamento!AJ$15)),IF(INDEX(Import.PLE,Detalhamento!$E34,Detalhamento!AJ$15)<=mediçao,0,OFFSET(Import.PLQ,$A34-1,AJ$15-1,1,1)),OFFSET(Import.PLQ,$A34-1,AJ$15-1,1,1))))","v":0},{"$f":"IF(AK$13=\"\",0,CHOOSE(Detalhamento.OpçãoServiços,OFFSET(Import.PLQ,$A34-1,AK$15-1,1,1),IF(ISNUMBER(INDEX(Import.PLE,Detalhamento!$E34,Detalhamento!AK$15)),IF(INDEX(Import.PLE,Detalhamento!$E34,Detalhamento!AK$15)<=mediçao,OFFSET(Import.PLQ,$A34-1,AK$15-1,1,1),0),0),IF(ISNUMBER(INDEX(Import.PLE,Detalhamento!$E34,Detalhamento!AK$15)),IF(INDEX(Import.PLE,Detalhamento!$E34,Detalhamento!AK$15)<=mediçao,0,OFFSET(Import.PLQ,$A34-1,AK$15-1,1,1)),OFFSET(Import.PLQ,$A34-1,AK$15-1,1,1))))","v":0},{"$f":"IF(AL$13=\"\",0,CHOOSE(Detalhamento.OpçãoServiços,OFFSET(Import.PLQ,$A34-1,AL$15-1,1,1),IF(ISNUMBER(INDEX(Import.PLE,Detalhamento!$E34,Detalhamento!AL$15)),IF(INDEX(Import.PLE,Detalhamento!$E34,Detalhamento!AL$15)<=mediçao,OFFSET(Import.PLQ,$A34-1,AL$15-1,1,1),0),0),IF(ISNUMBER(INDEX(Import.PLE,Detalhamento!$E34,Detalhamento!AL$15)),IF(INDEX(Import.PLE,Detalhamento!$E34,Detalhamento!AL$15)<=mediçao,0,OFFSET(Import.PLQ,$A34-1,AL$15-1,1,1)),OFFSET(Import.PLQ,$A34-1,AL$15-1,1,1))))","v":0},{"$f":"IF(AM$13=\"\",0,CHOOSE(Detalhamento.OpçãoServiços,OFFSET(Import.PLQ,$A34-1,AM$15-1,1,1),IF(ISNUMBER(INDEX(Import.PLE,Detalhamento!$E34,Detalhamento!AM$15)),IF(INDEX(Import.PLE,Detalhamento!$E34,Detalhamento!AM$15)<=mediçao,OFFSET(Import.PLQ,$A34-1,AM$15-1,1,1),0),0),IF(ISNUMBER(INDEX(Import.PLE,Detalhamento!$E34,Detalhamento!AM$15)),IF(INDEX(Import.PLE,Detalhamento!$E34,Detalhamento!AM$15)<=mediçao,0,OFFSET(Import.PLQ,$A34-1,AM$15-1,1,1)),OFFSET(Import.PLQ,$A34-1,AM$15-1,1,1))))","v":0},{"$f":"IF(AN$13=\"\",0,CHOOSE(Detalhamento.OpçãoServiços,OFFSET(Import.PLQ,$A34-1,AN$15-1,1,1),IF(ISNUMBER(INDEX(Import.PLE,Detalhamento!$E34,Detalhamento!AN$15)),IF(INDEX(Import.PLE,Detalhamento!$E34,Detalhamento!AN$15)<=mediçao,OFFSET(Import.PLQ,$A34-1,AN$15-1,1,1),0),0),IF(ISNUMBER(INDEX(Import.PLE,Detalhamento!$E34,Detalhamento!AN$15)),IF(INDEX(Import.PLE,Detalhamento!$E34,Detalhamento!AN$15)<=mediçao,0,OFFSET(Import.PLQ,$A34-1,AN$15-1,1,1)),OFFSET(Import.PLQ,$A34-1,AN$15-1,1,1))))","v":0},{"$f":"IF(AO$13=\"\",0,CHOOSE(Detalhamento.OpçãoServiços,OFFSET(Import.PLQ,$A34-1,AO$15-1,1,1),IF(ISNUMBER(INDEX(Import.PLE,Detalhamento!$E34,Detalhamento!AO$15)),IF(INDEX(Import.PLE,Detalhamento!$E34,Detalhamento!AO$15)<=mediçao,OFFSET(Import.PLQ,$A34-1,AO$15-1,1,1),0),0),IF(ISNUMBER(INDEX(Import.PLE,Detalhamento!$E34,Detalhamento!AO$15)),IF(INDEX(Import.PLE,Detalhamento!$E34,Detalhamento!AO$15)<=mediçao,0,OFFSET(Import.PLQ,$A34-1,AO$15-1,1,1)),OFFSET(Import.PLQ,$A34-1,AO$15-1,1,1))))","v":0},{"$f":"IF(AP$13=\"\",0,CHOOSE(Detalhamento.OpçãoServiços,OFFSET(Import.PLQ,$A34-1,AP$15-1,1,1),IF(ISNUMBER(INDEX(Import.PLE,Detalhamento!$E34,Detalhamento!AP$15)),IF(INDEX(Import.PLE,Detalhamento!$E34,Detalhamento!AP$15)<=mediçao,OFFSET(Import.PLQ,$A34-1,AP$15-1,1,1),0),0),IF(ISNUMBER(INDEX(Import.PLE,Detalhamento!$E34,Detalhamento!AP$15)),IF(INDEX(Import.PLE,Detalhamento!$E34,Detalhamento!AP$15)<=mediçao,0,OFFSET(Import.PLQ,$A34-1,AP$15-1,1,1)),OFFSET(Import.PLQ,$A34-1,AP$15-1,1,1))))","v":0},{"$f":"IF(AQ$13=\"\",0,CHOOSE(Detalhamento.OpçãoServiços,OFFSET(Import.PLQ,$A34-1,AQ$15-1,1,1),IF(ISNUMBER(INDEX(Import.PLE,Detalhamento!$E34,Detalhamento!AQ$15)),IF(INDEX(Import.PLE,Detalhamento!$E34,Detalhamento!AQ$15)<=mediçao,OFFSET(Import.PLQ,$A34-1,AQ$15-1,1,1),0),0),IF(ISNUMBER(INDEX(Import.PLE,Detalhamento!$E34,Detalhamento!AQ$15)),IF(INDEX(Import.PLE,Detalhamento!$E34,Detalhamento!AQ$15)<=mediçao,0,OFFSET(Import.PLQ,$A34-1,AQ$15-1,1,1)),OFFSET(Import.PLQ,$A34-1,AQ$15-1,1,1))))","v":0},{"$f":"IF(AR$13=\"\",0,CHOOSE(Detalhamento.OpçãoServiços,OFFSET(Import.PLQ,$A34-1,AR$15-1,1,1),IF(ISNUMBER(INDEX(Import.PLE,Detalhamento!$E34,Detalhamento!AR$15)),IF(INDEX(Import.PLE,Detalhamento!$E34,Detalhamento!AR$15)<=mediçao,OFFSET(Import.PLQ,$A34-1,AR$15-1,1,1),0),0),IF(ISNUMBER(INDEX(Import.PLE,Detalhamento!$E34,Detalhamento!AR$15)),IF(INDEX(Import.PLE,Detalhamento!$E34,Detalhamento!AR$15)<=mediçao,0,OFFSET(Import.PLQ,$A34-1,AR$15-1,1,1)),OFFSET(Import.PLQ,$A34-1,AR$15-1,1,1))))","v":0},{"$f":"IF(AS$13=\"\",0,CHOOSE(Detalhamento.OpçãoServiços,OFFSET(Import.PLQ,$A34-1,AS$15-1,1,1),IF(ISNUMBER(INDEX(Import.PLE,Detalhamento!$E34,Detalhamento!AS$15)),IF(INDEX(Import.PLE,Detalhamento!$E34,Detalhamento!AS$15)<=mediçao,OFFSET(Import.PLQ,$A34-1,AS$15-1,1,1),0),0),IF(ISNUMBER(INDEX(Import.PLE,Detalhamento!$E34,Detalhamento!AS$15)),IF(INDEX(Import.PLE,Detalhamento!$E34,Detalhamento!AS$15)<=mediçao,0,OFFSET(Import.PLQ,$A34-1,AS$15-1,1,1)),OFFSET(Import.PLQ,$A34-1,AS$15-1,1,1))))","v":0},{"$f":"IF(AT$13=\"\",0,CHOOSE(Detalhamento.OpçãoServiços,OFFSET(Import.PLQ,$A34-1,AT$15-1,1,1),IF(ISNUMBER(INDEX(Import.PLE,Detalhamento!$E34,Detalhamento!AT$15)),IF(INDEX(Import.PLE,Detalhamento!$E34,Detalhamento!AT$15)<=mediçao,OFFSET(Import.PLQ,$A34-1,AT$15-1,1,1),0),0),IF(ISNUMBER(INDEX(Import.PLE,Detalhamento!$E34,Detalhamento!AT$15)),IF(INDEX(Import.PLE,Detalhamento!$E34,Detalhamento!AT$15)<=mediçao,0,OFFSET(Import.PLQ,$A34-1,AT$15-1,1,1)),OFFSET(Import.PLQ,$A34-1,AT$15-1,1,1))))","v":0},{"$f":"IF(AU$13=\"\",0,CHOOSE(Detalhamento.OpçãoServiços,OFFSET(Import.PLQ,$A34-1,AU$15-1,1,1),IF(ISNUMBER(INDEX(Import.PLE,Detalhamento!$E34,Detalhamento!AU$15)),IF(INDEX(Import.PLE,Detalhamento!$E34,Detalhamento!AU$15)<=mediçao,OFFSET(Import.PLQ,$A34-1,AU$15-1,1,1),0),0),IF(ISNUMBER(INDEX(Import.PLE,Detalhamento!$E34,Detalhamento!AU$15)),IF(INDEX(Import.PLE,Detalhamento!$E34,Detalhamento!AU$15)<=mediçao,0,OFFSET(Import.PLQ,$A34-1,AU$15-1,1,1)),OFFSET(Import.PLQ,$A34-1,AU$15-1,1,1))))","v":0},{"$f":"IF(AV$13=\"\",0,CHOOSE(Detalhamento.OpçãoServiços,OFFSET(Import.PLQ,$A34-1,AV$15-1,1,1),IF(ISNUMBER(INDEX(Import.PLE,Detalhamento!$E34,Detalhamento!AV$15)),IF(INDEX(Import.PLE,Detalhamento!$E34,Detalhamento!AV$15)<=mediçao,OFFSET(Import.PLQ,$A34-1,AV$15-1,1,1),0),0),IF(ISNUMBER(INDEX(Import.PLE,Detalhamento!$E34,Detalhamento!AV$15)),IF(INDEX(Import.PLE,Detalhamento!$E34,Detalhamento!AV$15)<=mediçao,0,OFFSET(Import.PLQ,$A34-1,AV$15-1,1,1)),OFFSET(Import.PLQ,$A34-1,AV$15-1,1,1))))","v":0},{"$f":"IF(AW$13=\"\",0,CHOOSE(Detalhamento.OpçãoServiços,OFFSET(Import.PLQ,$A34-1,AW$15-1,1,1),IF(ISNUMBER(INDEX(Import.PLE,Detalhamento!$E34,Detalhamento!AW$15)),IF(INDEX(Import.PLE,Detalhamento!$E34,Detalhamento!AW$15)<=mediçao,OFFSET(Import.PLQ,$A34-1,AW$15-1,1,1),0),0),IF(ISNUMBER(INDEX(Import.PLE,Detalhamento!$E34,Detalhamento!AW$15)),IF(INDEX(Import.PLE,Detalhamento!$E34,Detalhamento!AW$15)<=mediçao,0,OFFSET(Import.PLQ,$A34-1,AW$15-1,1,1)),OFFSET(Import.PLQ,$A34-1,AW$15-1,1,1))))","v":0},{"$f":"IF(AX$13=\"\",0,CHOOSE(Detalhamento.OpçãoServiços,OFFSET(Import.PLQ,$A34-1,AX$15-1,1,1),IF(ISNUMBER(INDEX(Import.PLE,Detalhamento!$E34,Detalhamento!AX$15)),IF(INDEX(Import.PLE,Detalhamento!$E34,Detalhamento!AX$15)<=mediçao,OFFSET(Import.PLQ,$A34-1,AX$15-1,1,1),0),0),IF(ISNUMBER(INDEX(Import.PLE,Detalhamento!$E34,Detalhamento!AX$15)),IF(INDEX(Import.PLE,Detalhamento!$E34,Detalhamento!AX$15)<=mediçao,0,OFFSET(Import.PLQ,$A34-1,AX$15-1,1,1)),OFFSET(Import.PLQ,$A34-1,AX$15-1,1,1))))","v":0},{"$f":"IF(AY$13=\"\",0,CHOOSE(Detalhamento.OpçãoServiços,OFFSET(Import.PLQ,$A34-1,AY$15-1,1,1),IF(ISNUMBER(INDEX(Import.PLE,Detalhamento!$E34,Detalhamento!AY$15)),IF(INDEX(Import.PLE,Detalhamento!$E34,Detalhamento!AY$15)<=mediçao,OFFSET(Import.PLQ,$A34-1,AY$15-1,1,1),0),0),IF(ISNUMBER(INDEX(Import.PLE,Detalhamento!$E34,Detalhamento!AY$15)),IF(INDEX(Import.PLE,Detalhamento!$E34,Detalhamento!AY$15)<=mediçao,0,OFFSET(Import.PLQ,$A34-1,AY$15-1,1,1)),OFFSET(Import.PLQ,$A34-1,AY$15-1,1,1))))","v":0},{"$f":"IF(AZ$13=\"\",0,CHOOSE(Detalhamento.OpçãoServiços,OFFSET(Import.PLQ,$A34-1,AZ$15-1,1,1),IF(ISNUMBER(INDEX(Import.PLE,Detalhamento!$E34,Detalhamento!AZ$15)),IF(INDEX(Import.PLE,Detalhamento!$E34,Detalhamento!AZ$15)<=mediçao,OFFSET(Import.PLQ,$A34-1,AZ$15-1,1,1),0),0),IF(ISNUMBER(INDEX(Import.PLE,Detalhamento!$E34,Detalhamento!AZ$15)),IF(INDEX(Import.PLE,Detalhamento!$E34,Detalhamento!AZ$15)<=mediçao,0,OFFSET(Import.PLQ,$A34-1,AZ$15-1,1,1)),OFFSET(Import.PLQ,$A34-1,AZ$15-1,1,1))))","v":0},{"$f":"IF(BA$13=\"\",0,CHOOSE(Detalhamento.OpçãoServiços,OFFSET(Import.PLQ,$A34-1,BA$15-1,1,1),IF(ISNUMBER(INDEX(Import.PLE,Detalhamento!$E34,Detalhamento!BA$15)),IF(INDEX(Import.PLE,Detalhamento!$E34,Detalhamento!BA$15)<=mediçao,OFFSET(Import.PLQ,$A34-1,BA$15-1,1,1),0),0),IF(ISNUMBER(INDEX(Import.PLE,Detalhamento!$E34,Detalhamento!BA$15)),IF(INDEX(Import.PLE,Detalhamento!$E34,Detalhamento!BA$15)<=mediçao,0,OFFSET(Import.PLQ,$A34-1,BA$15-1,1,1)),OFFSET(Import.PLQ,$A34-1,BA$15-1,1,1))))","v":0},{"$f":"IF(BB$13=\"\",0,CHOOSE(Detalhamento.OpçãoServiços,OFFSET(Import.PLQ,$A34-1,BB$15-1,1,1),IF(ISNUMBER(INDEX(Import.PLE,Detalhamento!$E34,Detalhamento!BB$15)),IF(INDEX(Import.PLE,Detalhamento!$E34,Detalhamento!BB$15)<=mediçao,OFFSET(Import.PLQ,$A34-1,BB$15-1,1,1),0),0),IF(ISNUMBER(INDEX(Import.PLE,Detalhamento!$E34,Detalhamento!BB$15)),IF(INDEX(Import.PLE,Detalhamento!$E34,Detalhamento!BB$15)<=mediçao,0,OFFSET(Import.PLQ,$A34-1,BB$15-1,1,1)),OFFSET(Import.PLQ,$A34-1,BB$15-1,1,1))))","v":0},{"$f":"IF(BC$13=\"\",0,CHOOSE(Detalhamento.OpçãoServiços,OFFSET(Import.PLQ,$A34-1,BC$15-1,1,1),IF(ISNUMBER(INDEX(Import.PLE,Detalhamento!$E34,Detalhamento!BC$15)),IF(INDEX(Import.PLE,Detalhamento!$E34,Detalhamento!BC$15)<=mediçao,OFFSET(Import.PLQ,$A34-1,BC$15-1,1,1),0),0),IF(ISNUMBER(INDEX(Import.PLE,Detalhamento!$E34,Detalhamento!BC$15)),IF(INDEX(Import.PLE,Detalhamento!$E34,Detalhamento!BC$15)<=mediçao,0,OFFSET(Import.PLQ,$A34-1,BC$15-1,1,1)),OFFSET(Import.PLQ,$A34-1,BC$15-1,1,1))))","v":0},{"$f":"IF(BD$13=\"\",0,CHOOSE(Detalhamento.OpçãoServiços,OFFSET(Import.PLQ,$A34-1,BD$15-1,1,1),IF(ISNUMBER(INDEX(Import.PLE,Detalhamento!$E34,Detalhamento!BD$15)),IF(INDEX(Import.PLE,Detalhamento!$E34,Detalhamento!BD$15)<=mediçao,OFFSET(Import.PLQ,$A34-1,BD$15-1,1,1),0),0),IF(ISNUMBER(INDEX(Import.PLE,Detalhamento!$E34,Detalhamento!BD$15)),IF(INDEX(Import.PLE,Detalhamento!$E34,Detalhamento!BD$15)<=mediçao,0,OFFSET(Import.PLQ,$A34-1,BD$15-1,1,1)),OFFSET(Import.PLQ,$A34-1,BD$15-1,1,1))))","v":0},{"$f":"IF(BE$13=\"\",0,CHOOSE(Detalhamento.OpçãoServiços,OFFSET(Import.PLQ,$A34-1,BE$15-1,1,1),IF(ISNUMBER(INDEX(Import.PLE,Detalhamento!$E34,Detalhamento!BE$15)),IF(INDEX(Import.PLE,Detalhamento!$E34,Detalhamento!BE$15)<=mediçao,OFFSET(Import.PLQ,$A34-1,BE$15-1,1,1),0),0),IF(ISNUMBER(INDEX(Import.PLE,Detalhamento!$E34,Detalhamento!BE$15)),IF(INDEX(Import.PLE,Detalhamento!$E34,Detalhamento!BE$15)<=mediçao,0,OFFSET(Import.PLQ,$A34-1,BE$15-1,1,1)),OFFSET(Import.PLQ,$A34-1,BE$15-1,1,1))))","v":0},{"$f":"IF(BF$13=\"\",0,CHOOSE(Detalhamento.OpçãoServiços,OFFSET(Import.PLQ,$A34-1,BF$15-1,1,1),IF(ISNUMBER(INDEX(Import.PLE,Detalhamento!$E34,Detalhamento!BF$15)),IF(INDEX(Import.PLE,Detalhamento!$E34,Detalhamento!BF$15)<=mediçao,OFFSET(Import.PLQ,$A34-1,BF$15-1,1,1),0),0),IF(ISNUMBER(INDEX(Import.PLE,Detalhamento!$E34,Detalhamento!BF$15)),IF(INDEX(Import.PLE,Detalhamento!$E34,Detalhamento!BF$15)<=mediçao,0,OFFSET(Import.PLQ,$A34-1,BF$15-1,1,1)),OFFSET(Import.PLQ,$A34-1,BF$15-1,1,1))))","v":0},{"$f":"IF(BG$13=\"\",0,CHOOSE(Detalhamento.OpçãoServiços,OFFSET(Import.PLQ,$A34-1,BG$15-1,1,1),IF(ISNUMBER(INDEX(Import.PLE,Detalhamento!$E34,Detalhamento!BG$15)),IF(INDEX(Import.PLE,Detalhamento!$E34,Detalhamento!BG$15)<=mediçao,OFFSET(Import.PLQ,$A34-1,BG$15-1,1,1),0),0),IF(ISNUMBER(INDEX(Import.PLE,Detalhamento!$E34,Detalhamento!BG$15)),IF(INDEX(Import.PLE,Detalhamento!$E34,Detalhamento!BG$15)<=mediçao,0,OFFSET(Import.PLQ,$A34-1,BG$15-1,1,1)),OFFSET(Import.PLQ,$A34-1,BG$15-1,1,1))))","v":0},{"$f":"IF(BH$13=\"\",0,CHOOSE(Detalhamento.OpçãoServiços,OFFSET(Import.PLQ,$A34-1,BH$15-1,1,1),IF(ISNUMBER(INDEX(Import.PLE,Detalhamento!$E34,Detalhamento!BH$15)),IF(INDEX(Import.PLE,Detalhamento!$E34,Detalhamento!BH$15)<=mediçao,OFFSET(Import.PLQ,$A34-1,BH$15-1,1,1),0),0),IF(ISNUMBER(INDEX(Import.PLE,Detalhamento!$E34,Detalhamento!BH$15)),IF(INDEX(Import.PLE,Detalhamento!$E34,Detalhamento!BH$15)<=mediçao,0,OFFSET(Import.PLQ,$A34-1,BH$15-1,1,1)),OFFSET(Import.PLQ,$A34-1,BH$15-1,1,1))))","v":0},{"$f":"IF(BI$13=\"\",0,CHOOSE(Detalhamento.OpçãoServiços,OFFSET(Import.PLQ,$A34-1,BI$15-1,1,1),IF(ISNUMBER(INDEX(Import.PLE,Detalhamento!$E34,Detalhamento!BI$15)),IF(INDEX(Import.PLE,Detalhamento!$E34,Detalhamento!BI$15)<=mediçao,OFFSET(Import.PLQ,$A34-1,BI$15-1,1,1),0),0),IF(ISNUMBER(INDEX(Import.PLE,Detalhamento!$E34,Detalhamento!BI$15)),IF(INDEX(Import.PLE,Detalhamento!$E34,Detalhamento!BI$15)<=mediçao,0,OFFSET(Import.PLQ,$A34-1,BI$15-1,1,1)),OFFSET(Import.PLQ,$A34-1,BI$15-1,1,1))))","v":0}]
[44,"Evento",null,null,5,50000,"Evento","TESOURAS METÁLICAS","R$",92931.59,null,{"$f":"IF(L$13=\"\",0,CHOOSE(Detalhamento.OpçãoServiços,OFFSET(Import.PLQ,$A35-1,L$15-1,1,1),IF(ISNUMBER(INDEX(Import.PLE,Detalhamento!$E35,Detalhamento!L$15)),IF(INDEX(Import.PLE,Detalhamento!$E35,Detalhamento!L$15)<=mediçao,OFFSET(Import.PLQ,$A35-1,L$15-1,1,1),0),0),IF(ISNUMBER(INDEX(Import.PLE,Detalhamento!$E35,Detalhamento!L$15)),IF(INDEX(Import.PLE,Detalhamento!$E35,Detalhamento!L$15)<=mediçao,0,OFFSET(Import.PLQ,$A35-1,L$15-1,1,1)),OFFSET(Import.PLQ,$A35-1,L$15-1,1,1))))","v":0},{"$f":"IF(M$13=\"\",0,CHOOSE(Detalhamento.OpçãoServiços,OFFSET(Import.PLQ,$A35-1,M$15-1,1,1),IF(ISNUMBER(INDEX(Import.PLE,Detalhamento!$E35,Detalhamento!M$15)),IF(INDEX(Import.PLE,Detalhamento!$E35,Detalhamento!M$15)<=mediçao,OFFSET(Import.PLQ,$A35-1,M$15-1,1,1),0),0),IF(ISNUMBER(INDEX(Import.PLE,Detalhamento!$E35,Detalhamento!M$15)),IF(INDEX(Import.PLE,Detalhamento!$E35,Detalhamento!M$15)<=mediçao,0,OFFSET(Import.PLQ,$A35-1,M$15-1,1,1)),OFFSET(Import.PLQ,$A35-1,M$15-1,1,1))))","v":92931.59},{"$f":"IF(N$13=\"\",0,CHOOSE(Detalhamento.OpçãoServiços,OFFSET(Import.PLQ,$A35-1,N$15-1,1,1),IF(ISNUMBER(INDEX(Import.PLE,Detalhamento!$E35,Detalhamento!N$15)),IF(INDEX(Import.PLE,Detalhamento!$E35,Detalhamento!N$15)<=mediçao,OFFSET(Import.PLQ,$A35-1,N$15-1,1,1),0),0),IF(ISNUMBER(INDEX(Import.PLE,Detalhamento!$E35,Detalhamento!N$15)),IF(INDEX(Import.PLE,Detalhamento!$E35,Detalhamento!N$15)<=mediçao,0,OFFSET(Import.PLQ,$A35-1,N$15-1,1,1)),OFFSET(Import.PLQ,$A35-1,N$15-1,1,1))))","v":0},{"$f":"IF(O$13=\"\",0,CHOOSE(Detalhamento.OpçãoServiços,OFFSET(Import.PLQ,$A35-1,O$15-1,1,1),IF(ISNUMBER(INDEX(Import.PLE,Detalhamento!$E35,Detalhamento!O$15)),IF(INDEX(Import.PLE,Detalhamento!$E35,Detalhamento!O$15)<=mediçao,OFFSET(Import.PLQ,$A35-1,O$15-1,1,1),0),0),IF(ISNUMBER(INDEX(Import.PLE,Detalhamento!$E35,Detalhamento!O$15)),IF(INDEX(Import.PLE,Detalhamento!$E35,Detalhamento!O$15)<=mediçao,0,OFFSET(Import.PLQ,$A35-1,O$15-1,1,1)),OFFSET(Import.PLQ,$A35-1,O$15-1,1,1))))","v":0},{"$f":"IF(P$13=\"\",0,CHOOSE(Detalhamento.OpçãoServiços,OFFSET(Import.PLQ,$A35-1,P$15-1,1,1),IF(ISNUMBER(INDEX(Import.PLE,Detalhamento!$E35,Detalhamento!P$15)),IF(INDEX(Import.PLE,Detalhamento!$E35,Detalhamento!P$15)<=mediçao,OFFSET(Import.PLQ,$A35-1,P$15-1,1,1),0),0),IF(ISNUMBER(INDEX(Import.PLE,Detalhamento!$E35,Detalhamento!P$15)),IF(INDEX(Import.PLE,Detalhamento!$E35,Detalhamento!P$15)<=mediçao,0,OFFSET(Import.PLQ,$A35-1,P$15-1,1,1)),OFFSET(Import.PLQ,$A35-1,P$15-1,1,1))))","v":0},{"$f":"IF(Q$13=\"\",0,CHOOSE(Detalhamento.OpçãoServiços,OFFSET(Import.PLQ,$A35-1,Q$15-1,1,1),IF(ISNUMBER(INDEX(Import.PLE,Detalhamento!$E35,Detalhamento!Q$15)),IF(INDEX(Import.PLE,Detalhamento!$E35,Detalhamento!Q$15)<=mediçao,OFFSET(Import.PLQ,$A35-1,Q$15-1,1,1),0),0),IF(ISNUMBER(INDEX(Import.PLE,Detalhamento!$E35,Detalhamento!Q$15)),IF(INDEX(Import.PLE,Detalhamento!$E35,Detalhamento!Q$15)<=mediçao,0,OFFSET(Import.PLQ,$A35-1,Q$15-1,1,1)),OFFSET(Import.PLQ,$A35-1,Q$15-1,1,1))))","v":0},{"$f":"IF(R$13=\"\",0,CHOOSE(Detalhamento.OpçãoServiços,OFFSET(Import.PLQ,$A35-1,R$15-1,1,1),IF(ISNUMBER(INDEX(Import.PLE,Detalhamento!$E35,Detalhamento!R$15)),IF(INDEX(Import.PLE,Detalhamento!$E35,Detalhamento!R$15)<=mediçao,OFFSET(Import.PLQ,$A35-1,R$15-1,1,1),0),0),IF(ISNUMBER(INDEX(Import.PLE,Detalhamento!$E35,Detalhamento!R$15)),IF(INDEX(Import.PLE,Detalhamento!$E35,Detalhamento!R$15)<=mediçao,0,OFFSET(Import.PLQ,$A35-1,R$15-1,1,1)),OFFSET(Import.PLQ,$A35-1,R$15-1,1,1))))","v":0},{"$f":"IF(S$13=\"\",0,CHOOSE(Detalhamento.OpçãoServiços,OFFSET(Import.PLQ,$A35-1,S$15-1,1,1),IF(ISNUMBER(INDEX(Import.PLE,Detalhamento!$E35,Detalhamento!S$15)),IF(INDEX(Import.PLE,Detalhamento!$E35,Detalhamento!S$15)<=mediçao,OFFSET(Import.PLQ,$A35-1,S$15-1,1,1),0),0),IF(ISNUMBER(INDEX(Import.PLE,Detalhamento!$E35,Detalhamento!S$15)),IF(INDEX(Import.PLE,Detalhamento!$E35,Detalhamento!S$15)<=mediçao,0,OFFSET(Import.PLQ,$A35-1,S$15-1,1,1)),OFFSET(Import.PLQ,$A35-1,S$15-1,1,1))))","v":0},{"$f":"IF(T$13=\"\",0,CHOOSE(Detalhamento.OpçãoServiços,OFFSET(Import.PLQ,$A35-1,T$15-1,1,1),IF(ISNUMBER(INDEX(Import.PLE,Detalhamento!$E35,Detalhamento!T$15)),IF(INDEX(Import.PLE,Detalhamento!$E35,Detalhamento!T$15)<=mediçao,OFFSET(Import.PLQ,$A35-1,T$15-1,1,1),0),0),IF(ISNUMBER(INDEX(Import.PLE,Detalhamento!$E35,Detalhamento!T$15)),IF(INDEX(Import.PLE,Detalhamento!$E35,Detalhamento!T$15)<=mediçao,0,OFFSET(Import.PLQ,$A35-1,T$15-1,1,1)),OFFSET(Import.PLQ,$A35-1,T$15-1,1,1))))","v":0},{"$f":"IF(U$13=\"\",0,CHOOSE(Detalhamento.OpçãoServiços,OFFSET(Import.PLQ,$A35-1,U$15-1,1,1),IF(ISNUMBER(INDEX(Import.PLE,Detalhamento!$E35,Detalhamento!U$15)),IF(INDEX(Import.PLE,Detalhamento!$E35,Detalhamento!U$15)<=mediçao,OFFSET(Import.PLQ,$A35-1,U$15-1,1,1),0),0),IF(ISNUMBER(INDEX(Import.PLE,Detalhamento!$E35,Detalhamento!U$15)),IF(INDEX(Import.PLE,Detalhamento!$E35,Detalhamento!U$15)<=mediçao,0,OFFSET(Import.PLQ,$A35-1,U$15-1,1,1)),OFFSET(Import.PLQ,$A35-1,U$15-1,1,1))))","v":0},{"$f":"IF(V$13=\"\",0,CHOOSE(Detalhamento.OpçãoServiços,OFFSET(Import.PLQ,$A35-1,V$15-1,1,1),IF(ISNUMBER(INDEX(Import.PLE,Detalhamento!$E35,Detalhamento!V$15)),IF(INDEX(Import.PLE,Detalhamento!$E35,Detalhamento!V$15)<=mediçao,OFFSET(Import.PLQ,$A35-1,V$15-1,1,1),0),0),IF(ISNUMBER(INDEX(Import.PLE,Detalhamento!$E35,Detalhamento!V$15)),IF(INDEX(Import.PLE,Detalhamento!$E35,Detalhamento!V$15)<=mediçao,0,OFFSET(Import.PLQ,$A35-1,V$15-1,1,1)),OFFSET(Import.PLQ,$A35-1,V$15-1,1,1))))","v":0},{"$f":"IF(W$13=\"\",0,CHOOSE(Detalhamento.OpçãoServiços,OFFSET(Import.PLQ,$A35-1,W$15-1,1,1),IF(ISNUMBER(INDEX(Import.PLE,Detalhamento!$E35,Detalhamento!W$15)),IF(INDEX(Import.PLE,Detalhamento!$E35,Detalhamento!W$15)<=mediçao,OFFSET(Import.PLQ,$A35-1,W$15-1,1,1),0),0),IF(ISNUMBER(INDEX(Import.PLE,Detalhamento!$E35,Detalhamento!W$15)),IF(INDEX(Import.PLE,Detalhamento!$E35,Detalhamento!W$15)<=mediçao,0,OFFSET(Import.PLQ,$A35-1,W$15-1,1,1)),OFFSET(Import.PLQ,$A35-1,W$15-1,1,1))))","v":0},{"$f":"IF(X$13=\"\",0,CHOOSE(Detalhamento.OpçãoServiços,OFFSET(Import.PLQ,$A35-1,X$15-1,1,1),IF(ISNUMBER(INDEX(Import.PLE,Detalhamento!$E35,Detalhamento!X$15)),IF(INDEX(Import.PLE,Detalhamento!$E35,Detalhamento!X$15)<=mediçao,OFFSET(Import.PLQ,$A35-1,X$15-1,1,1),0),0),IF(ISNUMBER(INDEX(Import.PLE,Detalhamento!$E35,Detalhamento!X$15)),IF(INDEX(Import.PLE,Detalhamento!$E35,Detalhamento!X$15)<=mediçao,0,OFFSET(Import.PLQ,$A35-1,X$15-1,1,1)),OFFSET(Import.PLQ,$A35-1,X$15-1,1,1))))","v":0},{"$f":"IF(Y$13=\"\",0,CHOOSE(Detalhamento.OpçãoServiços,OFFSET(Import.PLQ,$A35-1,Y$15-1,1,1),IF(ISNUMBER(INDEX(Import.PLE,Detalhamento!$E35,Detalhamento!Y$15)),IF(INDEX(Import.PLE,Detalhamento!$E35,Detalhamento!Y$15)<=mediçao,OFFSET(Import.PLQ,$A35-1,Y$15-1,1,1),0),0),IF(ISNUMBER(INDEX(Import.PLE,Detalhamento!$E35,Detalhamento!Y$15)),IF(INDEX(Import.PLE,Detalhamento!$E35,Detalhamento!Y$15)<=mediçao,0,OFFSET(Import.PLQ,$A35-1,Y$15-1,1,1)),OFFSET(Import.PLQ,$A35-1,Y$15-1,1,1))))","v":0},{"$f":"IF(Z$13=\"\",0,CHOOSE(Detalhamento.OpçãoServiços,OFFSET(Import.PLQ,$A35-1,Z$15-1,1,1),IF(ISNUMBER(INDEX(Import.PLE,Detalhamento!$E35,Detalhamento!Z$15)),IF(INDEX(Import.PLE,Detalhamento!$E35,Detalhamento!Z$15)<=mediçao,OFFSET(Import.PLQ,$A35-1,Z$15-1,1,1),0),0),IF(ISNUMBER(INDEX(Import.PLE,Detalhamento!$E35,Detalhamento!Z$15)),IF(INDEX(Import.PLE,Detalhamento!$E35,Detalhamento!Z$15)<=mediçao,0,OFFSET(Import.PLQ,$A35-1,Z$15-1,1,1)),OFFSET(Import.PLQ,$A35-1,Z$15-1,1,1))))","v":0},{"$f":"IF(AA$13=\"\",0,CHOOSE(Detalhamento.OpçãoServiços,OFFSET(Import.PLQ,$A35-1,AA$15-1,1,1),IF(ISNUMBER(INDEX(Import.PLE,Detalhamento!$E35,Detalhamento!AA$15)),IF(INDEX(Import.PLE,Detalhamento!$E35,Detalhamento!AA$15)<=mediçao,OFFSET(Import.PLQ,$A35-1,AA$15-1,1,1),0),0),IF(ISNUMBER(INDEX(Import.PLE,Detalhamento!$E35,Detalhamento!AA$15)),IF(INDEX(Import.PLE,Detalhamento!$E35,Detalhamento!AA$15)<=mediçao,0,OFFSET(Import.PLQ,$A35-1,AA$15-1,1,1)),OFFSET(Import.PLQ,$A35-1,AA$15-1,1,1))))","v":0},{"$f":"IF(AB$13=\"\",0,CHOOSE(Detalhamento.OpçãoServiços,OFFSET(Import.PLQ,$A35-1,AB$15-1,1,1),IF(ISNUMBER(INDEX(Import.PLE,Detalhamento!$E35,Detalhamento!AB$15)),IF(INDEX(Import.PLE,Detalhamento!$E35,Detalhamento!AB$15)<=mediçao,OFFSET(Import.PLQ,$A35-1,AB$15-1,1,1),0),0),IF(ISNUMBER(INDEX(Import.PLE,Detalhamento!$E35,Detalhamento!AB$15)),IF(INDEX(Import.PLE,Detalhamento!$E35,Detalhamento!AB$15)<=mediçao,0,OFFSET(Import.PLQ,$A35-1,AB$15-1,1,1)),OFFSET(Import.PLQ,$A35-1,AB$15-1,1,1))))","v":0},{"$f":"IF(AC$13=\"\",0,CHOOSE(Detalhamento.OpçãoServiços,OFFSET(Import.PLQ,$A35-1,AC$15-1,1,1),IF(ISNUMBER(INDEX(Import.PLE,Detalhamento!$E35,Detalhamento!AC$15)),IF(INDEX(Import.PLE,Detalhamento!$E35,Detalhamento!AC$15)<=mediçao,OFFSET(Import.PLQ,$A35-1,AC$15-1,1,1),0),0),IF(ISNUMBER(INDEX(Import.PLE,Detalhamento!$E35,Detalhamento!AC$15)),IF(INDEX(Import.PLE,Detalhamento!$E35,Detalhamento!AC$15)<=mediçao,0,OFFSET(Import.PLQ,$A35-1,AC$15-1,1,1)),OFFSET(Import.PLQ,$A35-1,AC$15-1,1,1))))","v":0},{"$f":"IF(AD$13=\"\",0,CHOOSE(Detalhamento.OpçãoServiços,OFFSET(Import.PLQ,$A35-1,AD$15-1,1,1),IF(ISNUMBER(INDEX(Import.PLE,Detalhamento!$E35,Detalhamento!AD$15)),IF(INDEX(Import.PLE,Detalhamento!$E35,Detalhamento!AD$15)<=mediçao,OFFSET(Import.PLQ,$A35-1,AD$15-1,1,1),0),0),IF(ISNUMBER(INDEX(Import.PLE,Detalhamento!$E35,Detalhamento!AD$15)),IF(INDEX(Import.PLE,Detalhamento!$E35,Detalhamento!AD$15)<=mediçao,0,OFFSET(Import.PLQ,$A35-1,AD$15-1,1,1)),OFFSET(Import.PLQ,$A35-1,AD$15-1,1,1))))","v":0},{"$f":"IF(AE$13=\"\",0,CHOOSE(Detalhamento.OpçãoServiços,OFFSET(Import.PLQ,$A35-1,AE$15-1,1,1),IF(ISNUMBER(INDEX(Import.PLE,Detalhamento!$E35,Detalhamento!AE$15)),IF(INDEX(Import.PLE,Detalhamento!$E35,Detalhamento!AE$15)<=mediçao,OFFSET(Import.PLQ,$A35-1,AE$15-1,1,1),0),0),IF(ISNUMBER(INDEX(Import.PLE,Detalhamento!$E35,Detalhamento!AE$15)),IF(INDEX(Import.PLE,Detalhamento!$E35,Detalhamento!AE$15)<=mediçao,0,OFFSET(Import.PLQ,$A35-1,AE$15-1,1,1)),OFFSET(Import.PLQ,$A35-1,AE$15-1,1,1))))","v":0},{"$f":"IF(AF$13=\"\",0,CHOOSE(Detalhamento.OpçãoServiços,OFFSET(Import.PLQ,$A35-1,AF$15-1,1,1),IF(ISNUMBER(INDEX(Import.PLE,Detalhamento!$E35,Detalhamento!AF$15)),IF(INDEX(Import.PLE,Detalhamento!$E35,Detalhamento!AF$15)<=mediçao,OFFSET(Import.PLQ,$A35-1,AF$15-1,1,1),0),0),IF(ISNUMBER(INDEX(Import.PLE,Detalhamento!$E35,Detalhamento!AF$15)),IF(INDEX(Import.PLE,Detalhamento!$E35,Detalhamento!AF$15)<=mediçao,0,OFFSET(Import.PLQ,$A35-1,AF$15-1,1,1)),OFFSET(Import.PLQ,$A35-1,AF$15-1,1,1))))","v":0},{"$f":"IF(AG$13=\"\",0,CHOOSE(Detalhamento.OpçãoServiços,OFFSET(Import.PLQ,$A35-1,AG$15-1,1,1),IF(ISNUMBER(INDEX(Import.PLE,Detalhamento!$E35,Detalhamento!AG$15)),IF(INDEX(Import.PLE,Detalhamento!$E35,Detalhamento!AG$15)<=mediçao,OFFSET(Import.PLQ,$A35-1,AG$15-1,1,1),0),0),IF(ISNUMBER(INDEX(Import.PLE,Detalhamento!$E35,Detalhamento!AG$15)),IF(INDEX(Import.PLE,Detalhamento!$E35,Detalhamento!AG$15)<=mediçao,0,OFFSET(Import.PLQ,$A35-1,AG$15-1,1,1)),OFFSET(Import.PLQ,$A35-1,AG$15-1,1,1))))","v":0},{"$f":"IF(AH$13=\"\",0,CHOOSE(Detalhamento.OpçãoServiços,OFFSET(Import.PLQ,$A35-1,AH$15-1,1,1),IF(ISNUMBER(INDEX(Import.PLE,Detalhamento!$E35,Detalhamento!AH$15)),IF(INDEX(Import.PLE,Detalhamento!$E35,Detalhamento!AH$15)<=mediçao,OFFSET(Import.PLQ,$A35-1,AH$15-1,1,1),0),0),IF(ISNUMBER(INDEX(Import.PLE,Detalhamento!$E35,Detalhamento!AH$15)),IF(INDEX(Import.PLE,Detalhamento!$E35,Detalhamento!AH$15)<=mediçao,0,OFFSET(Import.PLQ,$A35-1,AH$15-1,1,1)),OFFSET(Import.PLQ,$A35-1,AH$15-1,1,1))))","v":0},{"$f":"IF(AI$13=\"\",0,CHOOSE(Detalhamento.OpçãoServiços,OFFSET(Import.PLQ,$A35-1,AI$15-1,1,1),IF(ISNUMBER(INDEX(Import.PLE,Detalhamento!$E35,Detalhamento!AI$15)),IF(INDEX(Import.PLE,Detalhamento!$E35,Detalhamento!AI$15)<=mediçao,OFFSET(Import.PLQ,$A35-1,AI$15-1,1,1),0),0),IF(ISNUMBER(INDEX(Import.PLE,Detalhamento!$E35,Detalhamento!AI$15)),IF(INDEX(Import.PLE,Detalhamento!$E35,Detalhamento!AI$15)<=mediçao,0,OFFSET(Import.PLQ,$A35-1,AI$15-1,1,1)),OFFSET(Import.PLQ,$A35-1,AI$15-1,1,1))))","v":0},{"$f":"IF(AJ$13=\"\",0,CHOOSE(Detalhamento.OpçãoServiços,OFFSET(Import.PLQ,$A35-1,AJ$15-1,1,1),IF(ISNUMBER(INDEX(Import.PLE,Detalhamento!$E35,Detalhamento!AJ$15)),IF(INDEX(Import.PLE,Detalhamento!$E35,Detalhamento!AJ$15)<=mediçao,OFFSET(Import.PLQ,$A35-1,AJ$15-1,1,1),0),0),IF(ISNUMBER(INDEX(Import.PLE,Detalhamento!$E35,Detalhamento!AJ$15)),IF(INDEX(Import.PLE,Detalhamento!$E35,Detalhamento!AJ$15)<=mediçao,0,OFFSET(Import.PLQ,$A35-1,AJ$15-1,1,1)),OFFSET(Import.PLQ,$A35-1,AJ$15-1,1,1))))","v":0},{"$f":"IF(AK$13=\"\",0,CHOOSE(Detalhamento.OpçãoServiços,OFFSET(Import.PLQ,$A35-1,AK$15-1,1,1),IF(ISNUMBER(INDEX(Import.PLE,Detalhamento!$E35,Detalhamento!AK$15)),IF(INDEX(Import.PLE,Detalhamento!$E35,Detalhamento!AK$15)<=mediçao,OFFSET(Import.PLQ,$A35-1,AK$15-1,1,1),0),0),IF(ISNUMBER(INDEX(Import.PLE,Detalhamento!$E35,Detalhamento!AK$15)),IF(INDEX(Import.PLE,Detalhamento!$E35,Detalhamento!AK$15)<=mediçao,0,OFFSET(Import.PLQ,$A35-1,AK$15-1,1,1)),OFFSET(Import.PLQ,$A35-1,AK$15-1,1,1))))","v":0},{"$f":"IF(AL$13=\"\",0,CHOOSE(Detalhamento.OpçãoServiços,OFFSET(Import.PLQ,$A35-1,AL$15-1,1,1),IF(ISNUMBER(INDEX(Import.PLE,Detalhamento!$E35,Detalhamento!AL$15)),IF(INDEX(Import.PLE,Detalhamento!$E35,Detalhamento!AL$15)<=mediçao,OFFSET(Import.PLQ,$A35-1,AL$15-1,1,1),0),0),IF(ISNUMBER(INDEX(Import.PLE,Detalhamento!$E35,Detalhamento!AL$15)),IF(INDEX(Import.PLE,Detalhamento!$E35,Detalhamento!AL$15)<=mediçao,0,OFFSET(Import.PLQ,$A35-1,AL$15-1,1,1)),OFFSET(Import.PLQ,$A35-1,AL$15-1,1,1))))","v":0},{"$f":"IF(AM$13=\"\",0,CHOOSE(Detalhamento.OpçãoServiços,OFFSET(Import.PLQ,$A35-1,AM$15-1,1,1),IF(ISNUMBER(INDEX(Import.PLE,Detalhamento!$E35,Detalhamento!AM$15)),IF(INDEX(Import.PLE,Detalhamento!$E35,Detalhamento!AM$15)<=mediçao,OFFSET(Import.PLQ,$A35-1,AM$15-1,1,1),0),0),IF(ISNUMBER(INDEX(Import.PLE,Detalhamento!$E35,Detalhamento!AM$15)),IF(INDEX(Import.PLE,Detalhamento!$E35,Detalhamento!AM$15)<=mediçao,0,OFFSET(Import.PLQ,$A35-1,AM$15-1,1,1)),OFFSET(Import.PLQ,$A35-1,AM$15-1,1,1))))","v":0},{"$f":"IF(AN$13=\"\",0,CHOOSE(Detalhamento.OpçãoServiços,OFFSET(Import.PLQ,$A35-1,AN$15-1,1,1),IF(ISNUMBER(INDEX(Import.PLE,Detalhamento!$E35,Detalhamento!AN$15)),IF(INDEX(Import.PLE,Detalhamento!$E35,Detalhamento!AN$15)<=mediçao,OFFSET(Import.PLQ,$A35-1,AN$15-1,1,1),0),0),IF(ISNUMBER(INDEX(Import.PLE,Detalhamento!$E35,Detalhamento!AN$15)),IF(INDEX(Import.PLE,Detalhamento!$E35,Detalhamento!AN$15)<=mediçao,0,OFFSET(Import.PLQ,$A35-1,AN$15-1,1,1)),OFFSET(Import.PLQ,$A35-1,AN$15-1,1,1))))","v":0},{"$f":"IF(AO$13=\"\",0,CHOOSE(Detalhamento.OpçãoServiços,OFFSET(Import.PLQ,$A35-1,AO$15-1,1,1),IF(ISNUMBER(INDEX(Import.PLE,Detalhamento!$E35,Detalhamento!AO$15)),IF(INDEX(Import.PLE,Detalhamento!$E35,Detalhamento!AO$15)<=mediçao,OFFSET(Import.PLQ,$A35-1,AO$15-1,1,1),0),0),IF(ISNUMBER(INDEX(Import.PLE,Detalhamento!$E35,Detalhamento!AO$15)),IF(INDEX(Import.PLE,Detalhamento!$E35,Detalhamento!AO$15)<=mediçao,0,OFFSET(Import.PLQ,$A35-1,AO$15-1,1,1)),OFFSET(Import.PLQ,$A35-1,AO$15-1,1,1))))","v":0},{"$f":"IF(AP$13=\"\",0,CHOOSE(Detalhamento.OpçãoServiços,OFFSET(Import.PLQ,$A35-1,AP$15-1,1,1),IF(ISNUMBER(INDEX(Import.PLE,Detalhamento!$E35,Detalhamento!AP$15)),IF(INDEX(Import.PLE,Detalhamento!$E35,Detalhamento!AP$15)<=mediçao,OFFSET(Import.PLQ,$A35-1,AP$15-1,1,1),0),0),IF(ISNUMBER(INDEX(Import.PLE,Detalhamento!$E35,Detalhamento!AP$15)),IF(INDEX(Import.PLE,Detalhamento!$E35,Detalhamento!AP$15)<=mediçao,0,OFFSET(Import.PLQ,$A35-1,AP$15-1,1,1)),OFFSET(Import.PLQ,$A35-1,AP$15-1,1,1))))","v":0},{"$f":"IF(AQ$13=\"\",0,CHOOSE(Detalhamento.OpçãoServiços,OFFSET(Import.PLQ,$A35-1,AQ$15-1,1,1),IF(ISNUMBER(INDEX(Import.PLE,Detalhamento!$E35,Detalhamento!AQ$15)),IF(INDEX(Import.PLE,Detalhamento!$E35,Detalhamento!AQ$15)<=mediçao,OFFSET(Import.PLQ,$A35-1,AQ$15-1,1,1),0),0),IF(ISNUMBER(INDEX(Import.PLE,Detalhamento!$E35,Detalhamento!AQ$15)),IF(INDEX(Import.PLE,Detalhamento!$E35,Detalhamento!AQ$15)<=mediçao,0,OFFSET(Import.PLQ,$A35-1,AQ$15-1,1,1)),OFFSET(Import.PLQ,$A35-1,AQ$15-1,1,1))))","v":0},{"$f":"IF(AR$13=\"\",0,CHOOSE(Detalhamento.OpçãoServiços,OFFSET(Import.PLQ,$A35-1,AR$15-1,1,1),IF(ISNUMBER(INDEX(Import.PLE,Detalhamento!$E35,Detalhamento!AR$15)),IF(INDEX(Import.PLE,Detalhamento!$E35,Detalhamento!AR$15)<=mediçao,OFFSET(Import.PLQ,$A35-1,AR$15-1,1,1),0),0),IF(ISNUMBER(INDEX(Import.PLE,Detalhamento!$E35,Detalhamento!AR$15)),IF(INDEX(Import.PLE,Detalhamento!$E35,Detalhamento!AR$15)<=mediçao,0,OFFSET(Import.PLQ,$A35-1,AR$15-1,1,1)),OFFSET(Import.PLQ,$A35-1,AR$15-1,1,1))))","v":0},{"$f":"IF(AS$13=\"\",0,CHOOSE(Detalhamento.OpçãoServiços,OFFSET(Import.PLQ,$A35-1,AS$15-1,1,1),IF(ISNUMBER(INDEX(Import.PLE,Detalhamento!$E35,Detalhamento!AS$15)),IF(INDEX(Import.PLE,Detalhamento!$E35,Detalhamento!AS$15)<=mediçao,OFFSET(Import.PLQ,$A35-1,AS$15-1,1,1),0),0),IF(ISNUMBER(INDEX(Import.PLE,Detalhamento!$E35,Detalhamento!AS$15)),IF(INDEX(Import.PLE,Detalhamento!$E35,Detalhamento!AS$15)<=mediçao,0,OFFSET(Import.PLQ,$A35-1,AS$15-1,1,1)),OFFSET(Import.PLQ,$A35-1,AS$15-1,1,1))))","v":0},{"$f":"IF(AT$13=\"\",0,CHOOSE(Detalhamento.OpçãoServiços,OFFSET(Import.PLQ,$A35-1,AT$15-1,1,1),IF(ISNUMBER(INDEX(Import.PLE,Detalhamento!$E35,Detalhamento!AT$15)),IF(INDEX(Import.PLE,Detalhamento!$E35,Detalhamento!AT$15)<=mediçao,OFFSET(Import.PLQ,$A35-1,AT$15-1,1,1),0),0),IF(ISNUMBER(INDEX(Import.PLE,Detalhamento!$E35,Detalhamento!AT$15)),IF(INDEX(Import.PLE,Detalhamento!$E35,Detalhamento!AT$15)<=mediçao,0,OFFSET(Import.PLQ,$A35-1,AT$15-1,1,1)),OFFSET(Import.PLQ,$A35-1,AT$15-1,1,1))))","v":0},{"$f":"IF(AU$13=\"\",0,CHOOSE(Detalhamento.OpçãoServiços,OFFSET(Import.PLQ,$A35-1,AU$15-1,1,1),IF(ISNUMBER(INDEX(Import.PLE,Detalhamento!$E35,Detalhamento!AU$15)),IF(INDEX(Import.PLE,Detalhamento!$E35,Detalhamento!AU$15)<=mediçao,OFFSET(Import.PLQ,$A35-1,AU$15-1,1,1),0),0),IF(ISNUMBER(INDEX(Import.PLE,Detalhamento!$E35,Detalhamento!AU$15)),IF(INDEX(Import.PLE,Detalhamento!$E35,Detalhamento!AU$15)<=mediçao,0,OFFSET(Import.PLQ,$A35-1,AU$15-1,1,1)),OFFSET(Import.PLQ,$A35-1,AU$15-1,1,1))))","v":0},{"$f":"IF(AV$13=\"\",0,CHOOSE(Detalhamento.OpçãoServiços,OFFSET(Import.PLQ,$A35-1,AV$15-1,1,1),IF(ISNUMBER(INDEX(Import.PLE,Detalhamento!$E35,Detalhamento!AV$15)),IF(INDEX(Import.PLE,Detalhamento!$E35,Detalhamento!AV$15)<=mediçao,OFFSET(Import.PLQ,$A35-1,AV$15-1,1,1),0),0),IF(ISNUMBER(INDEX(Import.PLE,Detalhamento!$E35,Detalhamento!AV$15)),IF(INDEX(Import.PLE,Detalhamento!$E35,Detalhamento!AV$15)<=mediçao,0,OFFSET(Import.PLQ,$A35-1,AV$15-1,1,1)),OFFSET(Import.PLQ,$A35-1,AV$15-1,1,1))))","v":0},{"$f":"IF(AW$13=\"\",0,CHOOSE(Detalhamento.OpçãoServiços,OFFSET(Import.PLQ,$A35-1,AW$15-1,1,1),IF(ISNUMBER(INDEX(Import.PLE,Detalhamento!$E35,Detalhamento!AW$15)),IF(INDEX(Import.PLE,Detalhamento!$E35,Detalhamento!AW$15)<=mediçao,OFFSET(Import.PLQ,$A35-1,AW$15-1,1,1),0),0),IF(ISNUMBER(INDEX(Import.PLE,Detalhamento!$E35,Detalhamento!AW$15)),IF(INDEX(Import.PLE,Detalhamento!$E35,Detalhamento!AW$15)<=mediçao,0,OFFSET(Import.PLQ,$A35-1,AW$15-1,1,1)),OFFSET(Import.PLQ,$A35-1,AW$15-1,1,1))))","v":0},{"$f":"IF(AX$13=\"\",0,CHOOSE(Detalhamento.OpçãoServiços,OFFSET(Import.PLQ,$A35-1,AX$15-1,1,1),IF(ISNUMBER(INDEX(Import.PLE,Detalhamento!$E35,Detalhamento!AX$15)),IF(INDEX(Import.PLE,Detalhamento!$E35,Detalhamento!AX$15)<=mediçao,OFFSET(Import.PLQ,$A35-1,AX$15-1,1,1),0),0),IF(ISNUMBER(INDEX(Import.PLE,Detalhamento!$E35,Detalhamento!AX$15)),IF(INDEX(Import.PLE,Detalhamento!$E35,Detalhamento!AX$15)<=mediçao,0,OFFSET(Import.PLQ,$A35-1,AX$15-1,1,1)),OFFSET(Import.PLQ,$A35-1,AX$15-1,1,1))))","v":0},{"$f":"IF(AY$13=\"\",0,CHOOSE(Detalhamento.OpçãoServiços,OFFSET(Import.PLQ,$A35-1,AY$15-1,1,1),IF(ISNUMBER(INDEX(Import.PLE,Detalhamento!$E35,Detalhamento!AY$15)),IF(INDEX(Import.PLE,Detalhamento!$E35,Detalhamento!AY$15)<=mediçao,OFFSET(Import.PLQ,$A35-1,AY$15-1,1,1),0),0),IF(ISNUMBER(INDEX(Import.PLE,Detalhamento!$E35,Detalhamento!AY$15)),IF(INDEX(Import.PLE,Detalhamento!$E35,Detalhamento!AY$15)<=mediçao,0,OFFSET(Import.PLQ,$A35-1,AY$15-1,1,1)),OFFSET(Import.PLQ,$A35-1,AY$15-1,1,1))))","v":0},{"$f":"IF(AZ$13=\"\",0,CHOOSE(Detalhamento.OpçãoServiços,OFFSET(Import.PLQ,$A35-1,AZ$15-1,1,1),IF(ISNUMBER(INDEX(Import.PLE,Detalhamento!$E35,Detalhamento!AZ$15)),IF(INDEX(Import.PLE,Detalhamento!$E35,Detalhamento!AZ$15)<=mediçao,OFFSET(Import.PLQ,$A35-1,AZ$15-1,1,1),0),0),IF(ISNUMBER(INDEX(Import.PLE,Detalhamento!$E35,Detalhamento!AZ$15)),IF(INDEX(Import.PLE,Detalhamento!$E35,Detalhamento!AZ$15)<=mediçao,0,OFFSET(Import.PLQ,$A35-1,AZ$15-1,1,1)),OFFSET(Import.PLQ,$A35-1,AZ$15-1,1,1))))","v":0},{"$f":"IF(BA$13=\"\",0,CHOOSE(Detalhamento.OpçãoServiços,OFFSET(Import.PLQ,$A35-1,BA$15-1,1,1),IF(ISNUMBER(INDEX(Import.PLE,Detalhamento!$E35,Detalhamento!BA$15)),IF(INDEX(Import.PLE,Detalhamento!$E35,Detalhamento!BA$15)<=mediçao,OFFSET(Import.PLQ,$A35-1,BA$15-1,1,1),0),0),IF(ISNUMBER(INDEX(Import.PLE,Detalhamento!$E35,Detalhamento!BA$15)),IF(INDEX(Import.PLE,Detalhamento!$E35,Detalhamento!BA$15)<=mediçao,0,OFFSET(Import.PLQ,$A35-1,BA$15-1,1,1)),OFFSET(Import.PLQ,$A35-1,BA$15-1,1,1))))","v":0},{"$f":"IF(BB$13=\"\",0,CHOOSE(Detalhamento.OpçãoServiços,OFFSET(Import.PLQ,$A35-1,BB$15-1,1,1),IF(ISNUMBER(INDEX(Import.PLE,Detalhamento!$E35,Detalhamento!BB$15)),IF(INDEX(Import.PLE,Detalhamento!$E35,Detalhamento!BB$15)<=mediçao,OFFSET(Import.PLQ,$A35-1,BB$15-1,1,1),0),0),IF(ISNUMBER(INDEX(Import.PLE,Detalhamento!$E35,Detalhamento!BB$15)),IF(INDEX(Import.PLE,Detalhamento!$E35,Detalhamento!BB$15)<=mediçao,0,OFFSET(Import.PLQ,$A35-1,BB$15-1,1,1)),OFFSET(Import.PLQ,$A35-1,BB$15-1,1,1))))","v":0},{"$f":"IF(BC$13=\"\",0,CHOOSE(Detalhamento.OpçãoServiços,OFFSET(Import.PLQ,$A35-1,BC$15-1,1,1),IF(ISNUMBER(INDEX(Import.PLE,Detalhamento!$E35,Detalhamento!BC$15)),IF(INDEX(Import.PLE,Detalhamento!$E35,Detalhamento!BC$15)<=mediçao,OFFSET(Import.PLQ,$A35-1,BC$15-1,1,1),0),0),IF(ISNUMBER(INDEX(Import.PLE,Detalhamento!$E35,Detalhamento!BC$15)),IF(INDEX(Import.PLE,Detalhamento!$E35,Detalhamento!BC$15)<=mediçao,0,OFFSET(Import.PLQ,$A35-1,BC$15-1,1,1)),OFFSET(Import.PLQ,$A35-1,BC$15-1,1,1))))","v":0},{"$f":"IF(BD$13=\"\",0,CHOOSE(Detalhamento.OpçãoServiços,OFFSET(Import.PLQ,$A35-1,BD$15-1,1,1),IF(ISNUMBER(INDEX(Import.PLE,Detalhamento!$E35,Detalhamento!BD$15)),IF(INDEX(Import.PLE,Detalhamento!$E35,Detalhamento!BD$15)<=mediçao,OFFSET(Import.PLQ,$A35-1,BD$15-1,1,1),0),0),IF(ISNUMBER(INDEX(Import.PLE,Detalhamento!$E35,Detalhamento!BD$15)),IF(INDEX(Import.PLE,Detalhamento!$E35,Detalhamento!BD$15)<=mediçao,0,OFFSET(Import.PLQ,$A35-1,BD$15-1,1,1)),OFFSET(Import.PLQ,$A35-1,BD$15-1,1,1))))","v":0},{"$f":"IF(BE$13=\"\",0,CHOOSE(Detalhamento.OpçãoServiços,OFFSET(Import.PLQ,$A35-1,BE$15-1,1,1),IF(ISNUMBER(INDEX(Import.PLE,Detalhamento!$E35,Detalhamento!BE$15)),IF(INDEX(Import.PLE,Detalhamento!$E35,Detalhamento!BE$15)<=mediçao,OFFSET(Import.PLQ,$A35-1,BE$15-1,1,1),0),0),IF(ISNUMBER(INDEX(Import.PLE,Detalhamento!$E35,Detalhamento!BE$15)),IF(INDEX(Import.PLE,Detalhamento!$E35,Detalhamento!BE$15)<=mediçao,0,OFFSET(Import.PLQ,$A35-1,BE$15-1,1,1)),OFFSET(Import.PLQ,$A35-1,BE$15-1,1,1))))","v":0},{"$f":"IF(BF$13=\"\",0,CHOOSE(Detalhamento.OpçãoServiços,OFFSET(Import.PLQ,$A35-1,BF$15-1,1,1),IF(ISNUMBER(INDEX(Import.PLE,Detalhamento!$E35,Detalhamento!BF$15)),IF(INDEX(Import.PLE,Detalhamento!$E35,Detalhamento!BF$15)<=mediçao,OFFSET(Import.PLQ,$A35-1,BF$15-1,1,1),0),0),IF(ISNUMBER(INDEX(Import.PLE,Detalhamento!$E35,Detalhamento!BF$15)),IF(INDEX(Import.PLE,Detalhamento!$E35,Detalhamento!BF$15)<=mediçao,0,OFFSET(Import.PLQ,$A35-1,BF$15-1,1,1)),OFFSET(Import.PLQ,$A35-1,BF$15-1,1,1))))","v":0},{"$f":"IF(BG$13=\"\",0,CHOOSE(Detalhamento.OpçãoServiços,OFFSET(Import.PLQ,$A35-1,BG$15-1,1,1),IF(ISNUMBER(INDEX(Import.PLE,Detalhamento!$E35,Detalhamento!BG$15)),IF(INDEX(Import.PLE,Detalhamento!$E35,Detalhamento!BG$15)<=mediçao,OFFSET(Import.PLQ,$A35-1,BG$15-1,1,1),0),0),IF(ISNUMBER(INDEX(Import.PLE,Detalhamento!$E35,Detalhamento!BG$15)),IF(INDEX(Import.PLE,Detalhamento!$E35,Detalhamento!BG$15)<=mediçao,0,OFFSET(Import.PLQ,$A35-1,BG$15-1,1,1)),OFFSET(Import.PLQ,$A35-1,BG$15-1,1,1))))","v":0},{"$f":"IF(BH$13=\"\",0,CHOOSE(Detalhamento.OpçãoServiços,OFFSET(Import.PLQ,$A35-1,BH$15-1,1,1),IF(ISNUMBER(INDEX(Import.PLE,Detalhamento!$E35,Detalhamento!BH$15)),IF(INDEX(Import.PLE,Detalhamento!$E35,Detalhamento!BH$15)<=mediçao,OFFSET(Import.PLQ,$A35-1,BH$15-1,1,1),0),0),IF(ISNUMBER(INDEX(Import.PLE,Detalhamento!$E35,Detalhamento!BH$15)),IF(INDEX(Import.PLE,Detalhamento!$E35,Detalhamento!BH$15)<=mediçao,0,OFFSET(Import.PLQ,$A35-1,BH$15-1,1,1)),OFFSET(Import.PLQ,$A35-1,BH$15-1,1,1))))","v":0},{"$f":"IF(BI$13=\"\",0,CHOOSE(Detalhamento.OpçãoServiços,OFFSET(Import.PLQ,$A35-1,BI$15-1,1,1),IF(ISNUMBER(INDEX(Import.PLE,Detalhamento!$E35,Detalhamento!BI$15)),IF(INDEX(Import.PLE,Detalhamento!$E35,Detalhamento!BI$15)<=mediçao,OFFSET(Import.PLQ,$A35-1,BI$15-1,1,1),0),0),IF(ISNUMBER(INDEX(Import.PLE,Detalhamento!$E35,Detalhamento!BI$15)),IF(INDEX(Import.PLE,Detalhamento!$E35,Detalhamento!BI$15)<=mediçao,0,OFFSET(Import.PLQ,$A35-1,BI$15-1,1,1)),OFFSET(Import.PLQ,$A35-1,BI$15-1,1,1))))","v":0}]
[20,"Nível",null,null,4,0,"1.5.","PAVIMENTAÇÃO","","",null,{"$f":"IF(L$13=\"\",0,CHOOSE(Detalhamento.OpçãoServiços,OFFSET(Import.PLQ,$A36-1,L$15-1,1,1),IF(ISNUMBER(INDEX(Import.PLE,Detalhamento!$E36,Detalhamento!L$15)),IF(INDEX(Import.PLE,Detalhamento!$E36,Detalhamento!L$15)<=mediçao,OFFSET(Import.PLQ,$A36-1,L$15-1,1,1),0),0),IF(ISNUMBER(INDEX(Import.PLE,Detalhamento!$E36,Detalhamento!L$15)),IF(INDEX(Import.PLE,Detalhamento!$E36,Detalhamento!L$15)<=mediçao,0,OFFSET(Import.PLQ,$A36-1,L$15-1,1,1)),OFFSET(Import.PLQ,$A36-1,L$15-1,1,1))))","v":0},{"$f":"IF(M$13=\"\",0,CHOOSE(Detalhamento.OpçãoServiços,OFFSET(Import.PLQ,$A36-1,M$15-1,1,1),IF(ISNUMBER(INDEX(Import.PLE,Detalhamento!$E36,Detalhamento!M$15)),IF(INDEX(Import.PLE,Detalhamento!$E36,Detalhamento!M$15)<=mediçao,OFFSET(Import.PLQ,$A36-1,M$15-1,1,1),0),0),IF(ISNUMBER(INDEX(Import.PLE,Detalhamento!$E36,Detalhamento!M$15)),IF(INDEX(Import.PLE,Detalhamento!$E36,Detalhamento!M$15)<=mediçao,0,OFFSET(Import.PLQ,$A36-1,M$15-1,1,1)),OFFSET(Import.PLQ,$A36-1,M$15-1,1,1))))","v":0},{"$f":"IF(N$13=\"\",0,CHOOSE(Detalhamento.OpçãoServiços,OFFSET(Import.PLQ,$A36-1,N$15-1,1,1),IF(ISNUMBER(INDEX(Import.PLE,Detalhamento!$E36,Detalhamento!N$15)),IF(INDEX(Import.PLE,Detalhamento!$E36,Detalhamento!N$15)<=mediçao,OFFSET(Import.PLQ,$A36-1,N$15-1,1,1),0),0),IF(ISNUMBER(INDEX(Import.PLE,Detalhamento!$E36,Detalhamento!N$15)),IF(INDEX(Import.PLE,Detalhamento!$E36,Detalhamento!N$15)<=mediçao,0,OFFSET(Import.PLQ,$A36-1,N$15-1,1,1)),OFFSET(Import.PLQ,$A36-1,N$15-1,1,1))))","v":0},{"$f":"IF(O$13=\"\",0,CHOOSE(Detalhamento.OpçãoServiços,OFFSET(Import.PLQ,$A36-1,O$15-1,1,1),IF(ISNUMBER(INDEX(Import.PLE,Detalhamento!$E36,Detalhamento!O$15)),IF(INDEX(Import.PLE,Detalhamento!$E36,Detalhamento!O$15)<=mediçao,OFFSET(Import.PLQ,$A36-1,O$15-1,1,1),0),0),IF(ISNUMBER(INDEX(Import.PLE,Detalhamento!$E36,Detalhamento!O$15)),IF(INDEX(Import.PLE,Detalhamento!$E36,Detalhamento!O$15)<=mediçao,0,OFFSET(Import.PLQ,$A36-1,O$15-1,1,1)),OFFSET(Import.PLQ,$A36-1,O$15-1,1,1))))","v":0},{"$f":"IF(P$13=\"\",0,CHOOSE(Detalhamento.OpçãoServiços,OFFSET(Import.PLQ,$A36-1,P$15-1,1,1),IF(ISNUMBER(INDEX(Import.PLE,Detalhamento!$E36,Detalhamento!P$15)),IF(INDEX(Import.PLE,Detalhamento!$E36,Detalhamento!P$15)<=mediçao,OFFSET(Import.PLQ,$A36-1,P$15-1,1,1),0),0),IF(ISNUMBER(INDEX(Import.PLE,Detalhamento!$E36,Detalhamento!P$15)),IF(INDEX(Import.PLE,Detalhamento!$E36,Detalhamento!P$15)<=mediçao,0,OFFSET(Import.PLQ,$A36-1,P$15-1,1,1)),OFFSET(Import.PLQ,$A36-1,P$15-1,1,1))))","v":0},{"$f":"IF(Q$13=\"\",0,CHOOSE(Detalhamento.OpçãoServiços,OFFSET(Import.PLQ,$A36-1,Q$15-1,1,1),IF(ISNUMBER(INDEX(Import.PLE,Detalhamento!$E36,Detalhamento!Q$15)),IF(INDEX(Import.PLE,Detalhamento!$E36,Detalhamento!Q$15)<=mediçao,OFFSET(Import.PLQ,$A36-1,Q$15-1,1,1),0),0),IF(ISNUMBER(INDEX(Import.PLE,Detalhamento!$E36,Detalhamento!Q$15)),IF(INDEX(Import.PLE,Detalhamento!$E36,Detalhamento!Q$15)<=mediçao,0,OFFSET(Import.PLQ,$A36-1,Q$15-1,1,1)),OFFSET(Import.PLQ,$A36-1,Q$15-1,1,1))))","v":0},{"$f":"IF(R$13=\"\",0,CHOOSE(Detalhamento.OpçãoServiços,OFFSET(Import.PLQ,$A36-1,R$15-1,1,1),IF(ISNUMBER(INDEX(Import.PLE,Detalhamento!$E36,Detalhamento!R$15)),IF(INDEX(Import.PLE,Detalhamento!$E36,Detalhamento!R$15)<=mediçao,OFFSET(Import.PLQ,$A36-1,R$15-1,1,1),0),0),IF(ISNUMBER(INDEX(Import.PLE,Detalhamento!$E36,Detalhamento!R$15)),IF(INDEX(Import.PLE,Detalhamento!$E36,Detalhamento!R$15)<=mediçao,0,OFFSET(Import.PLQ,$A36-1,R$15-1,1,1)),OFFSET(Import.PLQ,$A36-1,R$15-1,1,1))))","v":0},{"$f":"IF(S$13=\"\",0,CHOOSE(Detalhamento.OpçãoServiços,OFFSET(Import.PLQ,$A36-1,S$15-1,1,1),IF(ISNUMBER(INDEX(Import.PLE,Detalhamento!$E36,Detalhamento!S$15)),IF(INDEX(Import.PLE,Detalhamento!$E36,Detalhamento!S$15)<=mediçao,OFFSET(Import.PLQ,$A36-1,S$15-1,1,1),0),0),IF(ISNUMBER(INDEX(Import.PLE,Detalhamento!$E36,Detalhamento!S$15)),IF(INDEX(Import.PLE,Detalhamento!$E36,Detalhamento!S$15)<=mediçao,0,OFFSET(Import.PLQ,$A36-1,S$15-1,1,1)),OFFSET(Import.PLQ,$A36-1,S$15-1,1,1))))","v":0},{"$f":"IF(T$13=\"\",0,CHOOSE(Detalhamento.OpçãoServiços,OFFSET(Import.PLQ,$A36-1,T$15-1,1,1),IF(ISNUMBER(INDEX(Import.PLE,Detalhamento!$E36,Detalhamento!T$15)),IF(INDEX(Import.PLE,Detalhamento!$E36,Detalhamento!T$15)<=mediçao,OFFSET(Import.PLQ,$A36-1,T$15-1,1,1),0),0),IF(ISNUMBER(INDEX(Import.PLE,Detalhamento!$E36,Detalhamento!T$15)),IF(INDEX(Import.PLE,Detalhamento!$E36,Detalhamento!T$15)<=mediçao,0,OFFSET(Import.PLQ,$A36-1,T$15-1,1,1)),OFFSET(Import.PLQ,$A36-1,T$15-1,1,1))))","v":0},{"$f":"IF(U$13=\"\",0,CHOOSE(Detalhamento.OpçãoServiços,OFFSET(Import.PLQ,$A36-1,U$15-1,1,1),IF(ISNUMBER(INDEX(Import.PLE,Detalhamento!$E36,Detalhamento!U$15)),IF(INDEX(Import.PLE,Detalhamento!$E36,Detalhamento!U$15)<=mediçao,OFFSET(Import.PLQ,$A36-1,U$15-1,1,1),0),0),IF(ISNUMBER(INDEX(Import.PLE,Detalhamento!$E36,Detalhamento!U$15)),IF(INDEX(Import.PLE,Detalhamento!$E36,Detalhamento!U$15)<=mediçao,0,OFFSET(Import.PLQ,$A36-1,U$15-1,1,1)),OFFSET(Import.PLQ,$A36-1,U$15-1,1,1))))","v":0},{"$f":"IF(V$13=\"\",0,CHOOSE(Detalhamento.OpçãoServiços,OFFSET(Import.PLQ,$A36-1,V$15-1,1,1),IF(ISNUMBER(INDEX(Import.PLE,Detalhamento!$E36,Detalhamento!V$15)),IF(INDEX(Import.PLE,Detalhamento!$E36,Detalhamento!V$15)<=mediçao,OFFSET(Import.PLQ,$A36-1,V$15-1,1,1),0),0),IF(ISNUMBER(INDEX(Import.PLE,Detalhamento!$E36,Detalhamento!V$15)),IF(INDEX(Import.PLE,Detalhamento!$E36,Detalhamento!V$15)<=mediçao,0,OFFSET(Import.PLQ,$A36-1,V$15-1,1,1)),OFFSET(Import.PLQ,$A36-1,V$15-1,1,1))))","v":0},{"$f":"IF(W$13=\"\",0,CHOOSE(Detalhamento.OpçãoServiços,OFFSET(Import.PLQ,$A36-1,W$15-1,1,1),IF(ISNUMBER(INDEX(Import.PLE,Detalhamento!$E36,Detalhamento!W$15)),IF(INDEX(Import.PLE,Detalhamento!$E36,Detalhamento!W$15)<=mediçao,OFFSET(Import.PLQ,$A36-1,W$15-1,1,1),0),0),IF(ISNUMBER(INDEX(Import.PLE,Detalhamento!$E36,Detalhamento!W$15)),IF(INDEX(Import.PLE,Detalhamento!$E36,Detalhamento!W$15)<=mediçao,0,OFFSET(Import.PLQ,$A36-1,W$15-1,1,1)),OFFSET(Import.PLQ,$A36-1,W$15-1,1,1))))","v":0},{"$f":"IF(X$13=\"\",0,CHOOSE(Detalhamento.OpçãoServiços,OFFSET(Import.PLQ,$A36-1,X$15-1,1,1),IF(ISNUMBER(INDEX(Import.PLE,Detalhamento!$E36,Detalhamento!X$15)),IF(INDEX(Import.PLE,Detalhamento!$E36,Detalhamento!X$15)<=mediçao,OFFSET(Import.PLQ,$A36-1,X$15-1,1,1),0),0),IF(ISNUMBER(INDEX(Import.PLE,Detalhamento!$E36,Detalhamento!X$15)),IF(INDEX(Import.PLE,Detalhamento!$E36,Detalhamento!X$15)<=mediçao,0,OFFSET(Import.PLQ,$A36-1,X$15-1,1,1)),OFFSET(Import.PLQ,$A36-1,X$15-1,1,1))))","v":0},{"$f":"IF(Y$13=\"\",0,CHOOSE(Detalhamento.OpçãoServiços,OFFSET(Import.PLQ,$A36-1,Y$15-1,1,1),IF(ISNUMBER(INDEX(Import.PLE,Detalhamento!$E36,Detalhamento!Y$15)),IF(INDEX(Import.PLE,Detalhamento!$E36,Detalhamento!Y$15)<=mediçao,OFFSET(Import.PLQ,$A36-1,Y$15-1,1,1),0),0),IF(ISNUMBER(INDEX(Import.PLE,Detalhamento!$E36,Detalhamento!Y$15)),IF(INDEX(Import.PLE,Detalhamento!$E36,Detalhamento!Y$15)<=mediçao,0,OFFSET(Import.PLQ,$A36-1,Y$15-1,1,1)),OFFSET(Import.PLQ,$A36-1,Y$15-1,1,1))))","v":0},{"$f":"IF(Z$13=\"\",0,CHOOSE(Detalhamento.OpçãoServiços,OFFSET(Import.PLQ,$A36-1,Z$15-1,1,1),IF(ISNUMBER(INDEX(Import.PLE,Detalhamento!$E36,Detalhamento!Z$15)),IF(INDEX(Import.PLE,Detalhamento!$E36,Detalhamento!Z$15)<=mediçao,OFFSET(Import.PLQ,$A36-1,Z$15-1,1,1),0),0),IF(ISNUMBER(INDEX(Import.PLE,Detalhamento!$E36,Detalhamento!Z$15)),IF(INDEX(Import.PLE,Detalhamento!$E36,Detalhamento!Z$15)<=mediçao,0,OFFSET(Import.PLQ,$A36-1,Z$15-1,1,1)),OFFSET(Import.PLQ,$A36-1,Z$15-1,1,1))))","v":0},{"$f":"IF(AA$13=\"\",0,CHOOSE(Detalhamento.OpçãoServiços,OFFSET(Import.PLQ,$A36-1,AA$15-1,1,1),IF(ISNUMBER(INDEX(Import.PLE,Detalhamento!$E36,Detalhamento!AA$15)),IF(INDEX(Import.PLE,Detalhamento!$E36,Detalhamento!AA$15)<=mediçao,OFFSET(Import.PLQ,$A36-1,AA$15-1,1,1),0),0),IF(ISNUMBER(INDEX(Import.PLE,Detalhamento!$E36,Detalhamento!AA$15)),IF(INDEX(Import.PLE,Detalhamento!$E36,Detalhamento!AA$15)<=mediçao,0,OFFSET(Import.PLQ,$A36-1,AA$15-1,1,1)),OFFSET(Import.PLQ,$A36-1,AA$15-1,1,1))))","v":0},{"$f":"IF(AB$13=\"\",0,CHOOSE(Detalhamento.OpçãoServiços,OFFSET(Import.PLQ,$A36-1,AB$15-1,1,1),IF(ISNUMBER(INDEX(Import.PLE,Detalhamento!$E36,Detalhamento!AB$15)),IF(INDEX(Import.PLE,Detalhamento!$E36,Detalhamento!AB$15)<=mediçao,OFFSET(Import.PLQ,$A36-1,AB$15-1,1,1),0),0),IF(ISNUMBER(INDEX(Import.PLE,Detalhamento!$E36,Detalhamento!AB$15)),IF(INDEX(Import.PLE,Detalhamento!$E36,Detalhamento!AB$15)<=mediçao,0,OFFSET(Import.PLQ,$A36-1,AB$15-1,1,1)),OFFSET(Import.PLQ,$A36-1,AB$15-1,1,1))))","v":0},{"$f":"IF(AC$13=\"\",0,CHOOSE(Detalhamento.OpçãoServiços,OFFSET(Import.PLQ,$A36-1,AC$15-1,1,1),IF(ISNUMBER(INDEX(Import.PLE,Detalhamento!$E36,Detalhamento!AC$15)),IF(INDEX(Import.PLE,Detalhamento!$E36,Detalhamento!AC$15)<=mediçao,OFFSET(Import.PLQ,$A36-1,AC$15-1,1,1),0),0),IF(ISNUMBER(INDEX(Import.PLE,Detalhamento!$E36,Detalhamento!AC$15)),IF(INDEX(Import.PLE,Detalhamento!$E36,Detalhamento!AC$15)<=mediçao,0,OFFSET(Import.PLQ,$A36-1,AC$15-1,1,1)),OFFSET(Import.PLQ,$A36-1,AC$15-1,1,1))))","v":0},{"$f":"IF(AD$13=\"\",0,CHOOSE(Detalhamento.OpçãoServiços,OFFSET(Import.PLQ,$A36-1,AD$15-1,1,1),IF(ISNUMBER(INDEX(Import.PLE,Detalhamento!$E36,Detalhamento!AD$15)),IF(INDEX(Import.PLE,Detalhamento!$E36,Detalhamento!AD$15)<=mediçao,OFFSET(Import.PLQ,$A36-1,AD$15-1,1,1),0),0),IF(ISNUMBER(INDEX(Import.PLE,Detalhamento!$E36,Detalhamento!AD$15)),IF(INDEX(Import.PLE,Detalhamento!$E36,Detalhamento!AD$15)<=mediçao,0,OFFSET(Import.PLQ,$A36-1,AD$15-1,1,1)),OFFSET(Import.PLQ,$A36-1,AD$15-1,1,1))))","v":0},{"$f":"IF(AE$13=\"\",0,CHOOSE(Detalhamento.OpçãoServiços,OFFSET(Import.PLQ,$A36-1,AE$15-1,1,1),IF(ISNUMBER(INDEX(Import.PLE,Detalhamento!$E36,Detalhamento!AE$15)),IF(INDEX(Import.PLE,Detalhamento!$E36,Detalhamento!AE$15)<=mediçao,OFFSET(Import.PLQ,$A36-1,AE$15-1,1,1),0),0),IF(ISNUMBER(INDEX(Import.PLE,Detalhamento!$E36,Detalhamento!AE$15)),IF(INDEX(Import.PLE,Detalhamento!$E36,Detalhamento!AE$15)<=mediçao,0,OFFSET(Import.PLQ,$A36-1,AE$15-1,1,1)),OFFSET(Import.PLQ,$A36-1,AE$15-1,1,1))))","v":0},{"$f":"IF(AF$13=\"\",0,CHOOSE(Detalhamento.OpçãoServiços,OFFSET(Import.PLQ,$A36-1,AF$15-1,1,1),IF(ISNUMBER(INDEX(Import.PLE,Detalhamento!$E36,Detalhamento!AF$15)),IF(INDEX(Import.PLE,Detalhamento!$E36,Detalhamento!AF$15)<=mediçao,OFFSET(Import.PLQ,$A36-1,AF$15-1,1,1),0),0),IF(ISNUMBER(INDEX(Import.PLE,Detalhamento!$E36,Detalhamento!AF$15)),IF(INDEX(Import.PLE,Detalhamento!$E36,Detalhamento!AF$15)<=mediçao,0,OFFSET(Import.PLQ,$A36-1,AF$15-1,1,1)),OFFSET(Import.PLQ,$A36-1,AF$15-1,1,1))))","v":0},{"$f":"IF(AG$13=\"\",0,CHOOSE(Detalhamento.OpçãoServiços,OFFSET(Import.PLQ,$A36-1,AG$15-1,1,1),IF(ISNUMBER(INDEX(Import.PLE,Detalhamento!$E36,Detalhamento!AG$15)),IF(INDEX(Import.PLE,Detalhamento!$E36,Detalhamento!AG$15)<=mediçao,OFFSET(Import.PLQ,$A36-1,AG$15-1,1,1),0),0),IF(ISNUMBER(INDEX(Import.PLE,Detalhamento!$E36,Detalhamento!AG$15)),IF(INDEX(Import.PLE,Detalhamento!$E36,Detalhamento!AG$15)<=mediçao,0,OFFSET(Import.PLQ,$A36-1,AG$15-1,1,1)),OFFSET(Import.PLQ,$A36-1,AG$15-1,1,1))))","v":0},{"$f":"IF(AH$13=\"\",0,CHOOSE(Detalhamento.OpçãoServiços,OFFSET(Import.PLQ,$A36-1,AH$15-1,1,1),IF(ISNUMBER(INDEX(Import.PLE,Detalhamento!$E36,Detalhamento!AH$15)),IF(INDEX(Import.PLE,Detalhamento!$E36,Detalhamento!AH$15)<=mediçao,OFFSET(Import.PLQ,$A36-1,AH$15-1,1,1),0),0),IF(ISNUMBER(INDEX(Import.PLE,Detalhamento!$E36,Detalhamento!AH$15)),IF(INDEX(Import.PLE,Detalhamento!$E36,Detalhamento!AH$15)<=mediçao,0,OFFSET(Import.PLQ,$A36-1,AH$15-1,1,1)),OFFSET(Import.PLQ,$A36-1,AH$15-1,1,1))))","v":0},{"$f":"IF(AI$13=\"\",0,CHOOSE(Detalhamento.OpçãoServiços,OFFSET(Import.PLQ,$A36-1,AI$15-1,1,1),IF(ISNUMBER(INDEX(Import.PLE,Detalhamento!$E36,Detalhamento!AI$15)),IF(INDEX(Import.PLE,Detalhamento!$E36,Detalhamento!AI$15)<=mediçao,OFFSET(Import.PLQ,$A36-1,AI$15-1,1,1),0),0),IF(ISNUMBER(INDEX(Import.PLE,Detalhamento!$E36,Detalhamento!AI$15)),IF(INDEX(Import.PLE,Detalhamento!$E36,Detalhamento!AI$15)<=mediçao,0,OFFSET(Import.PLQ,$A36-1,AI$15-1,1,1)),OFFSET(Import.PLQ,$A36-1,AI$15-1,1,1))))","v":0},{"$f":"IF(AJ$13=\"\",0,CHOOSE(Detalhamento.OpçãoServiços,OFFSET(Import.PLQ,$A36-1,AJ$15-1,1,1),IF(ISNUMBER(INDEX(Import.PLE,Detalhamento!$E36,Detalhamento!AJ$15)),IF(INDEX(Import.PLE,Detalhamento!$E36,Detalhamento!AJ$15)<=mediçao,OFFSET(Import.PLQ,$A36-1,AJ$15-1,1,1),0),0),IF(ISNUMBER(INDEX(Import.PLE,Detalhamento!$E36,Detalhamento!AJ$15)),IF(INDEX(Import.PLE,Detalhamento!$E36,Detalhamento!AJ$15)<=mediçao,0,OFFSET(Import.PLQ,$A36-1,AJ$15-1,1,1)),OFFSET(Import.PLQ,$A36-1,AJ$15-1,1,1))))","v":0},{"$f":"IF(AK$13=\"\",0,CHOOSE(Detalhamento.OpçãoServiços,OFFSET(Import.PLQ,$A36-1,AK$15-1,1,1),IF(ISNUMBER(INDEX(Import.PLE,Detalhamento!$E36,Detalhamento!AK$15)),IF(INDEX(Import.PLE,Detalhamento!$E36,Detalhamento!AK$15)<=mediçao,OFFSET(Import.PLQ,$A36-1,AK$15-1,1,1),0),0),IF(ISNUMBER(INDEX(Import.PLE,Detalhamento!$E36,Detalhamento!AK$15)),IF(INDEX(Import.PLE,Detalhamento!$E36,Detalhamento!AK$15)<=mediçao,0,OFFSET(Import.PLQ,$A36-1,AK$15-1,1,1)),OFFSET(Import.PLQ,$A36-1,AK$15-1,1,1))))","v":0},{"$f":"IF(AL$13=\"\",0,CHOOSE(Detalhamento.OpçãoServiços,OFFSET(Import.PLQ,$A36-1,AL$15-1,1,1),IF(ISNUMBER(INDEX(Import.PLE,Detalhamento!$E36,Detalhamento!AL$15)),IF(INDEX(Import.PLE,Detalhamento!$E36,Detalhamento!AL$15)<=mediçao,OFFSET(Import.PLQ,$A36-1,AL$15-1,1,1),0),0),IF(ISNUMBER(INDEX(Import.PLE,Detalhamento!$E36,Detalhamento!AL$15)),IF(INDEX(Import.PLE,Detalhamento!$E36,Detalhamento!AL$15)<=mediçao,0,OFFSET(Import.PLQ,$A36-1,AL$15-1,1,1)),OFFSET(Import.PLQ,$A36-1,AL$15-1,1,1))))","v":0},{"$f":"IF(AM$13=\"\",0,CHOOSE(Detalhamento.OpçãoServiços,OFFSET(Import.PLQ,$A36-1,AM$15-1,1,1),IF(ISNUMBER(INDEX(Import.PLE,Detalhamento!$E36,Detalhamento!AM$15)),IF(INDEX(Import.PLE,Detalhamento!$E36,Detalhamento!AM$15)<=mediçao,OFFSET(Import.PLQ,$A36-1,AM$15-1,1,1),0),0),IF(ISNUMBER(INDEX(Import.PLE,Detalhamento!$E36,Detalhamento!AM$15)),IF(INDEX(Import.PLE,Detalhamento!$E36,Detalhamento!AM$15)<=mediçao,0,OFFSET(Import.PLQ,$A36-1,AM$15-1,1,1)),OFFSET(Import.PLQ,$A36-1,AM$15-1,1,1))))","v":0},{"$f":"IF(AN$13=\"\",0,CHOOSE(Detalhamento.OpçãoServiços,OFFSET(Import.PLQ,$A36-1,AN$15-1,1,1),IF(ISNUMBER(INDEX(Import.PLE,Detalhamento!$E36,Detalhamento!AN$15)),IF(INDEX(Import.PLE,Detalhamento!$E36,Detalhamento!AN$15)<=mediçao,OFFSET(Import.PLQ,$A36-1,AN$15-1,1,1),0),0),IF(ISNUMBER(INDEX(Import.PLE,Detalhamento!$E36,Detalhamento!AN$15)),IF(INDEX(Import.PLE,Detalhamento!$E36,Detalhamento!AN$15)<=mediçao,0,OFFSET(Import.PLQ,$A36-1,AN$15-1,1,1)),OFFSET(Import.PLQ,$A36-1,AN$15-1,1,1))))","v":0},{"$f":"IF(AO$13=\"\",0,CHOOSE(Detalhamento.OpçãoServiços,OFFSET(Import.PLQ,$A36-1,AO$15-1,1,1),IF(ISNUMBER(INDEX(Import.PLE,Detalhamento!$E36,Detalhamento!AO$15)),IF(INDEX(Import.PLE,Detalhamento!$E36,Detalhamento!AO$15)<=mediçao,OFFSET(Import.PLQ,$A36-1,AO$15-1,1,1),0),0),IF(ISNUMBER(INDEX(Import.PLE,Detalhamento!$E36,Detalhamento!AO$15)),IF(INDEX(Import.PLE,Detalhamento!$E36,Detalhamento!AO$15)<=mediçao,0,OFFSET(Import.PLQ,$A36-1,AO$15-1,1,1)),OFFSET(Import.PLQ,$A36-1,AO$15-1,1,1))))","v":0},{"$f":"IF(AP$13=\"\",0,CHOOSE(Detalhamento.OpçãoServiços,OFFSET(Import.PLQ,$A36-1,AP$15-1,1,1),IF(ISNUMBER(INDEX(Import.PLE,Detalhamento!$E36,Detalhamento!AP$15)),IF(INDEX(Import.PLE,Detalhamento!$E36,Detalhamento!AP$15)<=mediçao,OFFSET(Import.PLQ,$A36-1,AP$15-1,1,1),0),0),IF(ISNUMBER(INDEX(Import.PLE,Detalhamento!$E36,Detalhamento!AP$15)),IF(INDEX(Import.PLE,Detalhamento!$E36,Detalhamento!AP$15)<=mediçao,0,OFFSET(Import.PLQ,$A36-1,AP$15-1,1,1)),OFFSET(Import.PLQ,$A36-1,AP$15-1,1,1))))","v":0},{"$f":"IF(AQ$13=\"\",0,CHOOSE(Detalhamento.OpçãoServiços,OFFSET(Import.PLQ,$A36-1,AQ$15-1,1,1),IF(ISNUMBER(INDEX(Import.PLE,Detalhamento!$E36,Detalhamento!AQ$15)),IF(INDEX(Import.PLE,Detalhamento!$E36,Detalhamento!AQ$15)<=mediçao,OFFSET(Import.PLQ,$A36-1,AQ$15-1,1,1),0),0),IF(ISNUMBER(INDEX(Import.PLE,Detalhamento!$E36,Detalhamento!AQ$15)),IF(INDEX(Import.PLE,Detalhamento!$E36,Detalhamento!AQ$15)<=mediçao,0,OFFSET(Import.PLQ,$A36-1,AQ$15-1,1,1)),OFFSET(Import.PLQ,$A36-1,AQ$15-1,1,1))))","v":0},{"$f":"IF(AR$13=\"\",0,CHOOSE(Detalhamento.OpçãoServiços,OFFSET(Import.PLQ,$A36-1,AR$15-1,1,1),IF(ISNUMBER(INDEX(Import.PLE,Detalhamento!$E36,Detalhamento!AR$15)),IF(INDEX(Import.PLE,Detalhamento!$E36,Detalhamento!AR$15)<=mediçao,OFFSET(Import.PLQ,$A36-1,AR$15-1,1,1),0),0),IF(ISNUMBER(INDEX(Import.PLE,Detalhamento!$E36,Detalhamento!AR$15)),IF(INDEX(Import.PLE,Detalhamento!$E36,Detalhamento!AR$15)<=mediçao,0,OFFSET(Import.PLQ,$A36-1,AR$15-1,1,1)),OFFSET(Import.PLQ,$A36-1,AR$15-1,1,1))))","v":0},{"$f":"IF(AS$13=\"\",0,CHOOSE(Detalhamento.OpçãoServiços,OFFSET(Import.PLQ,$A36-1,AS$15-1,1,1),IF(ISNUMBER(INDEX(Import.PLE,Detalhamento!$E36,Detalhamento!AS$15)),IF(INDEX(Import.PLE,Detalhamento!$E36,Detalhamento!AS$15)<=mediçao,OFFSET(Import.PLQ,$A36-1,AS$15-1,1,1),0),0),IF(ISNUMBER(INDEX(Import.PLE,Detalhamento!$E36,Detalhamento!AS$15)),IF(INDEX(Import.PLE,Detalhamento!$E36,Detalhamento!AS$15)<=mediçao,0,OFFSET(Import.PLQ,$A36-1,AS$15-1,1,1)),OFFSET(Import.PLQ,$A36-1,AS$15-1,1,1))))","v":0},{"$f":"IF(AT$13=\"\",0,CHOOSE(Detalhamento.OpçãoServiços,OFFSET(Import.PLQ,$A36-1,AT$15-1,1,1),IF(ISNUMBER(INDEX(Import.PLE,Detalhamento!$E36,Detalhamento!AT$15)),IF(INDEX(Import.PLE,Detalhamento!$E36,Detalhamento!AT$15)<=mediçao,OFFSET(Import.PLQ,$A36-1,AT$15-1,1,1),0),0),IF(ISNUMBER(INDEX(Import.PLE,Detalhamento!$E36,Detalhamento!AT$15)),IF(INDEX(Import.PLE,Detalhamento!$E36,Detalhamento!AT$15)<=mediçao,0,OFFSET(Import.PLQ,$A36-1,AT$15-1,1,1)),OFFSET(Import.PLQ,$A36-1,AT$15-1,1,1))))","v":0},{"$f":"IF(AU$13=\"\",0,CHOOSE(Detalhamento.OpçãoServiços,OFFSET(Import.PLQ,$A36-1,AU$15-1,1,1),IF(ISNUMBER(INDEX(Import.PLE,Detalhamento!$E36,Detalhamento!AU$15)),IF(INDEX(Import.PLE,Detalhamento!$E36,Detalhamento!AU$15)<=mediçao,OFFSET(Import.PLQ,$A36-1,AU$15-1,1,1),0),0),IF(ISNUMBER(INDEX(Import.PLE,Detalhamento!$E36,Detalhamento!AU$15)),IF(INDEX(Import.PLE,Detalhamento!$E36,Detalhamento!AU$15)<=mediçao,0,OFFSET(Import.PLQ,$A36-1,AU$15-1,1,1)),OFFSET(Import.PLQ,$A36-1,AU$15-1,1,1))))","v":0},{"$f":"IF(AV$13=\"\",0,CHOOSE(Detalhamento.OpçãoServiços,OFFSET(Import.PLQ,$A36-1,AV$15-1,1,1),IF(ISNUMBER(INDEX(Import.PLE,Detalhamento!$E36,Detalhamento!AV$15)),IF(INDEX(Import.PLE,Detalhamento!$E36,Detalhamento!AV$15)<=mediçao,OFFSET(Import.PLQ,$A36-1,AV$15-1,1,1),0),0),IF(ISNUMBER(INDEX(Import.PLE,Detalhamento!$E36,Detalhamento!AV$15)),IF(INDEX(Import.PLE,Detalhamento!$E36,Detalhamento!AV$15)<=mediçao,0,OFFSET(Import.PLQ,$A36-1,AV$15-1,1,1)),OFFSET(Import.PLQ,$A36-1,AV$15-1,1,1))))","v":0},{"$f":"IF(AW$13=\"\",0,CHOOSE(Detalhamento.OpçãoServiços,OFFSET(Import.PLQ,$A36-1,AW$15-1,1,1),IF(ISNUMBER(INDEX(Import.PLE,Detalhamento!$E36,Detalhamento!AW$15)),IF(INDEX(Import.PLE,Detalhamento!$E36,Detalhamento!AW$15)<=mediçao,OFFSET(Import.PLQ,$A36-1,AW$15-1,1,1),0),0),IF(ISNUMBER(INDEX(Import.PLE,Detalhamento!$E36,Detalhamento!AW$15)),IF(INDEX(Import.PLE,Detalhamento!$E36,Detalhamento!AW$15)<=mediçao,0,OFFSET(Import.PLQ,$A36-1,AW$15-1,1,1)),OFFSET(Import.PLQ,$A36-1,AW$15-1,1,1))))","v":0},{"$f":"IF(AX$13=\"\",0,CHOOSE(Detalhamento.OpçãoServiços,OFFSET(Import.PLQ,$A36-1,AX$15-1,1,1),IF(ISNUMBER(INDEX(Import.PLE,Detalhamento!$E36,Detalhamento!AX$15)),IF(INDEX(Import.PLE,Detalhamento!$E36,Detalhamento!AX$15)<=mediçao,OFFSET(Import.PLQ,$A36-1,AX$15-1,1,1),0),0),IF(ISNUMBER(INDEX(Import.PLE,Detalhamento!$E36,Detalhamento!AX$15)),IF(INDEX(Import.PLE,Detalhamento!$E36,Detalhamento!AX$15)<=mediçao,0,OFFSET(Import.PLQ,$A36-1,AX$15-1,1,1)),OFFSET(Import.PLQ,$A36-1,AX$15-1,1,1))))","v":0},{"$f":"IF(AY$13=\"\",0,CHOOSE(Detalhamento.OpçãoServiços,OFFSET(Import.PLQ,$A36-1,AY$15-1,1,1),IF(ISNUMBER(INDEX(Import.PLE,Detalhamento!$E36,Detalhamento!AY$15)),IF(INDEX(Import.PLE,Detalhamento!$E36,Detalhamento!AY$15)<=mediçao,OFFSET(Import.PLQ,$A36-1,AY$15-1,1,1),0),0),IF(ISNUMBER(INDEX(Import.PLE,Detalhamento!$E36,Detalhamento!AY$15)),IF(INDEX(Import.PLE,Detalhamento!$E36,Detalhamento!AY$15)<=mediçao,0,OFFSET(Import.PLQ,$A36-1,AY$15-1,1,1)),OFFSET(Import.PLQ,$A36-1,AY$15-1,1,1))))","v":0},{"$f":"IF(AZ$13=\"\",0,CHOOSE(Detalhamento.OpçãoServiços,OFFSET(Import.PLQ,$A36-1,AZ$15-1,1,1),IF(ISNUMBER(INDEX(Import.PLE,Detalhamento!$E36,Detalhamento!AZ$15)),IF(INDEX(Import.PLE,Detalhamento!$E36,Detalhamento!AZ$15)<=mediçao,OFFSET(Import.PLQ,$A36-1,AZ$15-1,1,1),0),0),IF(ISNUMBER(INDEX(Import.PLE,Detalhamento!$E36,Detalhamento!AZ$15)),IF(INDEX(Import.PLE,Detalhamento!$E36,Detalhamento!AZ$15)<=mediçao,0,OFFSET(Import.PLQ,$A36-1,AZ$15-1,1,1)),OFFSET(Import.PLQ,$A36-1,AZ$15-1,1,1))))","v":0},{"$f":"IF(BA$13=\"\",0,CHOOSE(Detalhamento.OpçãoServiços,OFFSET(Import.PLQ,$A36-1,BA$15-1,1,1),IF(ISNUMBER(INDEX(Import.PLE,Detalhamento!$E36,Detalhamento!BA$15)),IF(INDEX(Import.PLE,Detalhamento!$E36,Detalhamento!BA$15)<=mediçao,OFFSET(Import.PLQ,$A36-1,BA$15-1,1,1),0),0),IF(ISNUMBER(INDEX(Import.PLE,Detalhamento!$E36,Detalhamento!BA$15)),IF(INDEX(Import.PLE,Detalhamento!$E36,Detalhamento!BA$15)<=mediçao,0,OFFSET(Import.PLQ,$A36-1,BA$15-1,1,1)),OFFSET(Import.PLQ,$A36-1,BA$15-1,1,1))))","v":0},{"$f":"IF(BB$13=\"\",0,CHOOSE(Detalhamento.OpçãoServiços,OFFSET(Import.PLQ,$A36-1,BB$15-1,1,1),IF(ISNUMBER(INDEX(Import.PLE,Detalhamento!$E36,Detalhamento!BB$15)),IF(INDEX(Import.PLE,Detalhamento!$E36,Detalhamento!BB$15)<=mediçao,OFFSET(Import.PLQ,$A36-1,BB$15-1,1,1),0),0),IF(ISNUMBER(INDEX(Import.PLE,Detalhamento!$E36,Detalhamento!BB$15)),IF(INDEX(Import.PLE,Detalhamento!$E36,Detalhamento!BB$15)<=mediçao,0,OFFSET(Import.PLQ,$A36-1,BB$15-1,1,1)),OFFSET(Import.PLQ,$A36-1,BB$15-1,1,1))))","v":0},{"$f":"IF(BC$13=\"\",0,CHOOSE(Detalhamento.OpçãoServiços,OFFSET(Import.PLQ,$A36-1,BC$15-1,1,1),IF(ISNUMBER(INDEX(Import.PLE,Detalhamento!$E36,Detalhamento!BC$15)),IF(INDEX(Import.PLE,Detalhamento!$E36,Detalhamento!BC$15)<=mediçao,OFFSET(Import.PLQ,$A36-1,BC$15-1,1,1),0),0),IF(ISNUMBER(INDEX(Import.PLE,Detalhamento!$E36,Detalhamento!BC$15)),IF(INDEX(Import.PLE,Detalhamento!$E36,Detalhamento!BC$15)<=mediçao,0,OFFSET(Import.PLQ,$A36-1,BC$15-1,1,1)),OFFSET(Import.PLQ,$A36-1,BC$15-1,1,1))))","v":0},{"$f":"IF(BD$13=\"\",0,CHOOSE(Detalhamento.OpçãoServiços,OFFSET(Import.PLQ,$A36-1,BD$15-1,1,1),IF(ISNUMBER(INDEX(Import.PLE,Detalhamento!$E36,Detalhamento!BD$15)),IF(INDEX(Import.PLE,Detalhamento!$E36,Detalhamento!BD$15)<=mediçao,OFFSET(Import.PLQ,$A36-1,BD$15-1,1,1),0),0),IF(ISNUMBER(INDEX(Import.PLE,Detalhamento!$E36,Detalhamento!BD$15)),IF(INDEX(Import.PLE,Detalhamento!$E36,Detalhamento!BD$15)<=mediçao,0,OFFSET(Import.PLQ,$A36-1,BD$15-1,1,1)),OFFSET(Import.PLQ,$A36-1,BD$15-1,1,1))))","v":0},{"$f":"IF(BE$13=\"\",0,CHOOSE(Detalhamento.OpçãoServiços,OFFSET(Import.PLQ,$A36-1,BE$15-1,1,1),IF(ISNUMBER(INDEX(Import.PLE,Detalhamento!$E36,Detalhamento!BE$15)),IF(INDEX(Import.PLE,Detalhamento!$E36,Detalhamento!BE$15)<=mediçao,OFFSET(Import.PLQ,$A36-1,BE$15-1,1,1),0),0),IF(ISNUMBER(INDEX(Import.PLE,Detalhamento!$E36,Detalhamento!BE$15)),IF(INDEX(Import.PLE,Detalhamento!$E36,Detalhamento!BE$15)<=mediçao,0,OFFSET(Import.PLQ,$A36-1,BE$15-1,1,1)),OFFSET(Import.PLQ,$A36-1,BE$15-1,1,1))))","v":0},{"$f":"IF(BF$13=\"\",0,CHOOSE(Detalhamento.OpçãoServiços,OFFSET(Import.PLQ,$A36-1,BF$15-1,1,1),IF(ISNUMBER(INDEX(Import.PLE,Detalhamento!$E36,Detalhamento!BF$15)),IF(INDEX(Import.PLE,Detalhamento!$E36,Detalhamento!BF$15)<=mediçao,OFFSET(Import.PLQ,$A36-1,BF$15-1,1,1),0),0),IF(ISNUMBER(INDEX(Import.PLE,Detalhamento!$E36,Detalhamento!BF$15)),IF(INDEX(Import.PLE,Detalhamento!$E36,Detalhamento!BF$15)<=mediçao,0,OFFSET(Import.PLQ,$A36-1,BF$15-1,1,1)),OFFSET(Import.PLQ,$A36-1,BF$15-1,1,1))))","v":0},{"$f":"IF(BG$13=\"\",0,CHOOSE(Detalhamento.OpçãoServiços,OFFSET(Import.PLQ,$A36-1,BG$15-1,1,1),IF(ISNUMBER(INDEX(Import.PLE,Detalhamento!$E36,Detalhamento!BG$15)),IF(INDEX(Import.PLE,Detalhamento!$E36,Detalhamento!BG$15)<=mediçao,OFFSET(Import.PLQ,$A36-1,BG$15-1,1,1),0),0),IF(ISNUMBER(INDEX(Import.PLE,Detalhamento!$E36,Detalhamento!BG$15)),IF(INDEX(Import.PLE,Detalhamento!$E36,Detalhamento!BG$15)<=mediçao,0,OFFSET(Import.PLQ,$A36-1,BG$15-1,1,1)),OFFSET(Import.PLQ,$A36-1,BG$15-1,1,1))))","v":0},{"$f":"IF(BH$13=\"\",0,CHOOSE(Detalhamento.OpçãoServiços,OFFSET(Import.PLQ,$A36-1,BH$15-1,1,1),IF(ISNUMBER(INDEX(Import.PLE,Detalhamento!$E36,Detalhamento!BH$15)),IF(INDEX(Import.PLE,Detalhamento!$E36,Detalhamento!BH$15)<=mediçao,OFFSET(Import.PLQ,$A36-1,BH$15-1,1,1),0),0),IF(ISNUMBER(INDEX(Import.PLE,Detalhamento!$E36,Detalhamento!BH$15)),IF(INDEX(Import.PLE,Detalhamento!$E36,Detalhamento!BH$15)<=mediçao,0,OFFSET(Import.PLQ,$A36-1,BH$15-1,1,1)),OFFSET(Import.PLQ,$A36-1,BH$15-1,1,1))))","v":0},{"$f":"IF(BI$13=\"\",0,CHOOSE(Detalhamento.OpçãoServiços,OFFSET(Import.PLQ,$A36-1,BI$15-1,1,1),IF(ISNUMBER(INDEX(Import.PLE,Detalhamento!$E36,Detalhamento!BI$15)),IF(INDEX(Import.PLE,Detalhamento!$E36,Detalhamento!BI$15)<=mediçao,OFFSET(Import.PLQ,$A36-1,BI$15-1,1,1),0),0),IF(ISNUMBER(INDEX(Import.PLE,Detalhamento!$E36,Detalhamento!BI$15)),IF(INDEX(Import.PLE,Detalhamento!$E36,Detalhamento!BI$15)<=mediçao,0,OFFSET(Import.PLQ,$A36-1,BI$15-1,1,1)),OFFSET(Import.PLQ,$A36-1,BI$15-1,1,1))))","v":0}]
[15,"Serviço",null,null,5,50015,"1.4.1.","ESTRUTURA METALICA EM TESOURAS OU TRELICAS, VAO LIVRE DE 25M, FORNECIMENTO E MONTAGEM, INCLUSIVE CONTRAVENTAMENTO","M2",1129.73,null,{"$f":"IF(L$13=\"\",0,CHOOSE(Detalhamento.OpçãoServiços,OFFSET(Import.PLQ,$A37-1,L$15-1,1,1),IF(ISNUMBER(INDEX(Import.PLE,Detalhamento!$E37,Detalhamento!L$15)),IF(INDEX(Import.PLE,Detalhamento!$E37,Detalhamento!L$15)<=mediçao,OFFSET(Import.PLQ,$A37-1,L$15-1,1,1),0),0),IF(ISNUMBER(INDEX(Import.PLE,Detalhamento!$E37,Detalhamento!L$15)),IF(INDEX(Import.PLE,Detalhamento!$E37,Detalhamento!L$15)<=mediçao,0,OFFSET(Import.PLQ,$A37-1,L$15-1,1,1)),OFFSET(Import.PLQ,$A37-1,L$15-1,1,1))))","v":0},{"$f":"IF(M$13=\"\",0,CHOOSE(Detalhamento.OpçãoServiços,OFFSET(Import.PLQ,$A37-1,M$15-1,1,1),IF(ISNUMBER(INDEX(Import.PLE,Detalhamento!$E37,Detalhamento!M$15)),IF(INDEX(Import.PLE,Detalhamento!$E37,Detalhamento!M$15)<=mediçao,OFFSET(Import.PLQ,$A37-1,M$15-1,1,1),0),0),IF(ISNUMBER(INDEX(Import.PLE,Detalhamento!$E37,Detalhamento!M$15)),IF(INDEX(Import.PLE,Detalhamento!$E37,Detalhamento!M$15)<=mediçao,0,OFFSET(Import.PLQ,$A37-1,M$15-1,1,1)),OFFSET(Import.PLQ,$A37-1,M$15-1,1,1))))","v":1129.73},{"$f":"IF(N$13=\"\",0,CHOOSE(Detalhamento.OpçãoServiços,OFFSET(Import.PLQ,$A37-1,N$15-1,1,1),IF(ISNUMBER(INDEX(Import.PLE,Detalhamento!$E37,Detalhamento!N$15)),IF(INDEX(Import.PLE,Detalhamento!$E37,Detalhamento!N$15)<=mediçao,OFFSET(Import.PLQ,$A37-1,N$15-1,1,1),0),0),IF(ISNUMBER(INDEX(Import.PLE,Detalhamento!$E37,Detalhamento!N$15)),IF(INDEX(Import.PLE,Detalhamento!$E37,Detalhamento!N$15)<=mediçao,0,OFFSET(Import.PLQ,$A37-1,N$15-1,1,1)),OFFSET(Import.PLQ,$A37-1,N$15-1,1,1))))","v":0},{"$f":"IF(O$13=\"\",0,CHOOSE(Detalhamento.OpçãoServiços,OFFSET(Import.PLQ,$A37-1,O$15-1,1,1),IF(ISNUMBER(INDEX(Import.PLE,Detalhamento!$E37,Detalhamento!O$15)),IF(INDEX(Import.PLE,Detalhamento!$E37,Detalhamento!O$15)<=mediçao,OFFSET(Import.PLQ,$A37-1,O$15-1,1,1),0),0),IF(ISNUMBER(INDEX(Import.PLE,Detalhamento!$E37,Detalhamento!O$15)),IF(INDEX(Import.PLE,Detalhamento!$E37,Detalhamento!O$15)<=mediçao,0,OFFSET(Import.PLQ,$A37-1,O$15-1,1,1)),OFFSET(Import.PLQ,$A37-1,O$15-1,1,1))))","v":0},{"$f":"IF(P$13=\"\",0,CHOOSE(Detalhamento.OpçãoServiços,OFFSET(Import.PLQ,$A37-1,P$15-1,1,1),IF(ISNUMBER(INDEX(Import.PLE,Detalhamento!$E37,Detalhamento!P$15)),IF(INDEX(Import.PLE,Detalhamento!$E37,Detalhamento!P$15)<=mediçao,OFFSET(Import.PLQ,$A37-1,P$15-1,1,1),0),0),IF(ISNUMBER(INDEX(Import.PLE,Detalhamento!$E37,Detalhamento!P$15)),IF(INDEX(Import.PLE,Detalhamento!$E37,Detalhamento!P$15)<=mediçao,0,OFFSET(Import.PLQ,$A37-1,P$15-1,1,1)),OFFSET(Import.PLQ,$A37-1,P$15-1,1,1))))","v":0},{"$f":"IF(Q$13=\"\",0,CHOOSE(Detalhamento.OpçãoServiços,OFFSET(Import.PLQ,$A37-1,Q$15-1,1,1),IF(ISNUMBER(INDEX(Import.PLE,Detalhamento!$E37,Detalhamento!Q$15)),IF(INDEX(Import.PLE,Detalhamento!$E37,Detalhamento!Q$15)<=mediçao,OFFSET(Import.PLQ,$A37-1,Q$15-1,1,1),0),0),IF(ISNUMBER(INDEX(Import.PLE,Detalhamento!$E37,Detalhamento!Q$15)),IF(INDEX(Import.PLE,Detalhamento!$E37,Detalhamento!Q$15)<=mediçao,0,OFFSET(Import.PLQ,$A37-1,Q$15-1,1,1)),OFFSET(Import.PLQ,$A37-1,Q$15-1,1,1))))","v":0},{"$f":"IF(R$13=\"\",0,CHOOSE(Detalhamento.OpçãoServiços,OFFSET(Import.PLQ,$A37-1,R$15-1,1,1),IF(ISNUMBER(INDEX(Import.PLE,Detalhamento!$E37,Detalhamento!R$15)),IF(INDEX(Import.PLE,Detalhamento!$E37,Detalhamento!R$15)<=mediçao,OFFSET(Import.PLQ,$A37-1,R$15-1,1,1),0),0),IF(ISNUMBER(INDEX(Import.PLE,Detalhamento!$E37,Detalhamento!R$15)),IF(INDEX(Import.PLE,Detalhamento!$E37,Detalhamento!R$15)<=mediçao,0,OFFSET(Import.PLQ,$A37-1,R$15-1,1,1)),OFFSET(Import.PLQ,$A37-1,R$15-1,1,1))))","v":0},{"$f":"IF(S$13=\"\",0,CHOOSE(Detalhamento.OpçãoServiços,OFFSET(Import.PLQ,$A37-1,S$15-1,1,1),IF(ISNUMBER(INDEX(Import.PLE,Detalhamento!$E37,Detalhamento!S$15)),IF(INDEX(Import.PLE,Detalhamento!$E37,Detalhamento!S$15)<=mediçao,OFFSET(Import.PLQ,$A37-1,S$15-1,1,1),0),0),IF(ISNUMBER(INDEX(Import.PLE,Detalhamento!$E37,Detalhamento!S$15)),IF(INDEX(Import.PLE,Detalhamento!$E37,Detalhamento!S$15)<=mediçao,0,OFFSET(Import.PLQ,$A37-1,S$15-1,1,1)),OFFSET(Import.PLQ,$A37-1,S$15-1,1,1))))","v":0},{"$f":"IF(T$13=\"\",0,CHOOSE(Detalhamento.OpçãoServiços,OFFSET(Import.PLQ,$A37-1,T$15-1,1,1),IF(ISNUMBER(INDEX(Import.PLE,Detalhamento!$E37,Detalhamento!T$15)),IF(INDEX(Import.PLE,Detalhamento!$E37,Detalhamento!T$15)<=mediçao,OFFSET(Import.PLQ,$A37-1,T$15-1,1,1),0),0),IF(ISNUMBER(INDEX(Import.PLE,Detalhamento!$E37,Detalhamento!T$15)),IF(INDEX(Import.PLE,Detalhamento!$E37,Detalhamento!T$15)<=mediçao,0,OFFSET(Import.PLQ,$A37-1,T$15-1,1,1)),OFFSET(Import.PLQ,$A37-1,T$15-1,1,1))))","v":0},{"$f":"IF(U$13=\"\",0,CHOOSE(Detalhamento.OpçãoServiços,OFFSET(Import.PLQ,$A37-1,U$15-1,1,1),IF(ISNUMBER(INDEX(Import.PLE,Detalhamento!$E37,Detalhamento!U$15)),IF(INDEX(Import.PLE,Detalhamento!$E37,Detalhamento!U$15)<=mediçao,OFFSET(Import.PLQ,$A37-1,U$15-1,1,1),0),0),IF(ISNUMBER(INDEX(Import.PLE,Detalhamento!$E37,Detalhamento!U$15)),IF(INDEX(Import.PLE,Detalhamento!$E37,Detalhamento!U$15)<=mediçao,0,OFFSET(Import.PLQ,$A37-1,U$15-1,1,1)),OFFSET(Import.PLQ,$A37-1,U$15-1,1,1))))","v":0},{"$f":"IF(V$13=\"\",0,CHOOSE(Detalhamento.OpçãoServiços,OFFSET(Import.PLQ,$A37-1,V$15-1,1,1),IF(ISNUMBER(INDEX(Import.PLE,Detalhamento!$E37,Detalhamento!V$15)),IF(INDEX(Import.PLE,Detalhamento!$E37,Detalhamento!V$15)<=mediçao,OFFSET(Import.PLQ,$A37-1,V$15-1,1,1),0),0),IF(ISNUMBER(INDEX(Import.PLE,Detalhamento!$E37,Detalhamento!V$15)),IF(INDEX(Import.PLE,Detalhamento!$E37,Detalhamento!V$15)<=mediçao,0,OFFSET(Import.PLQ,$A37-1,V$15-1,1,1)),OFFSET(Import.PLQ,$A37-1,V$15-1,1,1))))","v":0},{"$f":"IF(W$13=\"\",0,CHOOSE(Detalhamento.OpçãoServiços,OFFSET(Import.PLQ,$A37-1,W$15-1,1,1),IF(ISNUMBER(INDEX(Import.PLE,Detalhamento!$E37,Detalhamento!W$15)),IF(INDEX(Import.PLE,Detalhamento!$E37,Detalhamento!W$15)<=mediçao,OFFSET(Import.PLQ,$A37-1,W$15-1,1,1),0),0),IF(ISNUMBER(INDEX(Import.PLE,Detalhamento!$E37,Detalhamento!W$15)),IF(INDEX(Import.PLE,Detalhamento!$E37,Detalhamento!W$15)<=mediçao,0,OFFSET(Import.PLQ,$A37-1,W$15-1,1,1)),OFFSET(Import.PLQ,$A37-1,W$15-1,1,1))))","v":0},{"$f":"IF(X$13=\"\",0,CHOOSE(Detalhamento.OpçãoServiços,OFFSET(Import.PLQ,$A37-1,X$15-1,1,1),IF(ISNUMBER(INDEX(Import.PLE,Detalhamento!$E37,Detalhamento!X$15)),IF(INDEX(Import.PLE,Detalhamento!$E37,Detalhamento!X$15)<=mediçao,OFFSET(Import.PLQ,$A37-1,X$15-1,1,1),0),0),IF(ISNUMBER(INDEX(Import.PLE,Detalhamento!$E37,Detalhamento!X$15)),IF(INDEX(Import.PLE,Detalhamento!$E37,Detalhamento!X$15)<=mediçao,0,OFFSET(Import.PLQ,$A37-1,X$15-1,1,1)),OFFSET(Import.PLQ,$A37-1,X$15-1,1,1))))","v":0},{"$f":"IF(Y$13=\"\",0,CHOOSE(Detalhamento.OpçãoServiços,OFFSET(Import.PLQ,$A37-1,Y$15-1,1,1),IF(ISNUMBER(INDEX(Import.PLE,Detalhamento!$E37,Detalhamento!Y$15)),IF(INDEX(Import.PLE,Detalhamento!$E37,Detalhamento!Y$15)<=mediçao,OFFSET(Import.PLQ,$A37-1,Y$15-1,1,1),0),0),IF(ISNUMBER(INDEX(Import.PLE,Detalhamento!$E37,Detalhamento!Y$15)),IF(INDEX(Import.PLE,Detalhamento!$E37,Detalhamento!Y$15)<=mediçao,0,OFFSET(Import.PLQ,$A37-1,Y$15-1,1,1)),OFFSET(Import.PLQ,$A37-1,Y$15-1,1,1))))","v":0},{"$f":"IF(Z$13=\"\",0,CHOOSE(Detalhamento.OpçãoServiços,OFFSET(Import.PLQ,$A37-1,Z$15-1,1,1),IF(ISNUMBER(INDEX(Import.PLE,Detalhamento!$E37,Detalhamento!Z$15)),IF(INDEX(Import.PLE,Detalhamento!$E37,Detalhamento!Z$15)<=mediçao,OFFSET(Import.PLQ,$A37-1,Z$15-1,1,1),0),0),IF(ISNUMBER(INDEX(Import.PLE,Detalhamento!$E37,Detalhamento!Z$15)),IF(INDEX(Import.PLE,Detalhamento!$E37,Detalhamento!Z$15)<=mediçao,0,OFFSET(Import.PLQ,$A37-1,Z$15-1,1,1)),OFFSET(Import.PLQ,$A37-1,Z$15-1,1,1))))","v":0},{"$f":"IF(AA$13=\"\",0,CHOOSE(Detalhamento.OpçãoServiços,OFFSET(Import.PLQ,$A37-1,AA$15-1,1,1),IF(ISNUMBER(INDEX(Import.PLE,Detalhamento!$E37,Detalhamento!AA$15)),IF(INDEX(Import.PLE,Detalhamento!$E37,Detalhamento!AA$15)<=mediçao,OFFSET(Import.PLQ,$A37-1,AA$15-1,1,1),0),0),IF(ISNUMBER(INDEX(Import.PLE,Detalhamento!$E37,Detalhamento!AA$15)),IF(INDEX(Import.PLE,Detalhamento!$E37,Detalhamento!AA$15)<=mediçao,0,OFFSET(Import.PLQ,$A37-1,AA$15-1,1,1)),OFFSET(Import.PLQ,$A37-1,AA$15-1,1,1))))","v":0},{"$f":"IF(AB$13=\"\",0,CHOOSE(Detalhamento.OpçãoServiços,OFFSET(Import.PLQ,$A37-1,AB$15-1,1,1),IF(ISNUMBER(INDEX(Import.PLE,Detalhamento!$E37,Detalhamento!AB$15)),IF(INDEX(Import.PLE,Detalhamento!$E37,Detalhamento!AB$15)<=mediçao,OFFSET(Import.PLQ,$A37-1,AB$15-1,1,1),0),0),IF(ISNUMBER(INDEX(Import.PLE,Detalhamento!$E37,Detalhamento!AB$15)),IF(INDEX(Import.PLE,Detalhamento!$E37,Detalhamento!AB$15)<=mediçao,0,OFFSET(Import.PLQ,$A37-1,AB$15-1,1,1)),OFFSET(Import.PLQ,$A37-1,AB$15-1,1,1))))","v":0},{"$f":"IF(AC$13=\"\",0,CHOOSE(Detalhamento.OpçãoServiços,OFFSET(Import.PLQ,$A37-1,AC$15-1,1,1),IF(ISNUMBER(INDEX(Import.PLE,Detalhamento!$E37,Detalhamento!AC$15)),IF(INDEX(Import.PLE,Detalhamento!$E37,Detalhamento!AC$15)<=mediçao,OFFSET(Import.PLQ,$A37-1,AC$15-1,1,1),0),0),IF(ISNUMBER(INDEX(Import.PLE,Detalhamento!$E37,Detalhamento!AC$15)),IF(INDEX(Import.PLE,Detalhamento!$E37,Detalhamento!AC$15)<=mediçao,0,OFFSET(Import.PLQ,$A37-1,AC$15-1,1,1)),OFFSET(Import.PLQ,$A37-1,AC$15-1,1,1))))","v":0},{"$f":"IF(AD$13=\"\",0,CHOOSE(Detalhamento.OpçãoServiços,OFFSET(Import.PLQ,$A37-1,AD$15-1,1,1),IF(ISNUMBER(INDEX(Import.PLE,Detalhamento!$E37,Detalhamento!AD$15)),IF(INDEX(Import.PLE,Detalhamento!$E37,Detalhamento!AD$15)<=mediçao,OFFSET(Import.PLQ,$A37-1,AD$15-1,1,1),0),0),IF(ISNUMBER(INDEX(Import.PLE,Detalhamento!$E37,Detalhamento!AD$15)),IF(INDEX(Import.PLE,Detalhamento!$E37,Detalhamento!AD$15)<=mediçao,0,OFFSET(Import.PLQ,$A37-1,AD$15-1,1,1)),OFFSET(Import.PLQ,$A37-1,AD$15-1,1,1))))","v":0},{"$f":"IF(AE$13=\"\",0,CHOOSE(Detalhamento.OpçãoServiços,OFFSET(Import.PLQ,$A37-1,AE$15-1,1,1),IF(ISNUMBER(INDEX(Import.PLE,Detalhamento!$E37,Detalhamento!AE$15)),IF(INDEX(Import.PLE,Detalhamento!$E37,Detalhamento!AE$15)<=mediçao,OFFSET(Import.PLQ,$A37-1,AE$15-1,1,1),0),0),IF(ISNUMBER(INDEX(Import.PLE,Detalhamento!$E37,Detalhamento!AE$15)),IF(INDEX(Import.PLE,Detalhamento!$E37,Detalhamento!AE$15)<=mediçao,0,OFFSET(Import.PLQ,$A37-1,AE$15-1,1,1)),OFFSET(Import.PLQ,$A37-1,AE$15-1,1,1))))","v":0},{"$f":"IF(AF$13=\"\",0,CHOOSE(Detalhamento.OpçãoServiços,OFFSET(Import.PLQ,$A37-1,AF$15-1,1,1),IF(ISNUMBER(INDEX(Import.PLE,Detalhamento!$E37,Detalhamento!AF$15)),IF(INDEX(Import.PLE,Detalhamento!$E37,Detalhamento!AF$15)<=mediçao,OFFSET(Import.PLQ,$A37-1,AF$15-1,1,1),0),0),IF(ISNUMBER(INDEX(Import.PLE,Detalhamento!$E37,Detalhamento!AF$15)),IF(INDEX(Import.PLE,Detalhamento!$E37,Detalhamento!AF$15)<=mediçao,0,OFFSET(Import.PLQ,$A37-1,AF$15-1,1,1)),OFFSET(Import.PLQ,$A37-1,AF$15-1,1,1))))","v":0},{"$f":"IF(AG$13=\"\",0,CHOOSE(Detalhamento.OpçãoServiços,OFFSET(Import.PLQ,$A37-1,AG$15-1,1,1),IF(ISNUMBER(INDEX(Import.PLE,Detalhamento!$E37,Detalhamento!AG$15)),IF(INDEX(Import.PLE,Detalhamento!$E37,Detalhamento!AG$15)<=mediçao,OFFSET(Import.PLQ,$A37-1,AG$15-1,1,1),0),0),IF(ISNUMBER(INDEX(Import.PLE,Detalhamento!$E37,Detalhamento!AG$15)),IF(INDEX(Import.PLE,Detalhamento!$E37,Detalhamento!AG$15)<=mediçao,0,OFFSET(Import.PLQ,$A37-1,AG$15-1,1,1)),OFFSET(Import.PLQ,$A37-1,AG$15-1,1,1))))","v":0},{"$f":"IF(AH$13=\"\",0,CHOOSE(Detalhamento.OpçãoServiços,OFFSET(Import.PLQ,$A37-1,AH$15-1,1,1),IF(ISNUMBER(INDEX(Import.PLE,Detalhamento!$E37,Detalhamento!AH$15)),IF(INDEX(Import.PLE,Detalhamento!$E37,Detalhamento!AH$15)<=mediçao,OFFSET(Import.PLQ,$A37-1,AH$15-1,1,1),0),0),IF(ISNUMBER(INDEX(Import.PLE,Detalhamento!$E37,Detalhamento!AH$15)),IF(INDEX(Import.PLE,Detalhamento!$E37,Detalhamento!AH$15)<=mediçao,0,OFFSET(Import.PLQ,$A37-1,AH$15-1,1,1)),OFFSET(Import.PLQ,$A37-1,AH$15-1,1,1))))","v":0},{"$f":"IF(AI$13=\"\",0,CHOOSE(Detalhamento.OpçãoServiços,OFFSET(Import.PLQ,$A37-1,AI$15-1,1,1),IF(ISNUMBER(INDEX(Import.PLE,Detalhamento!$E37,Detalhamento!AI$15)),IF(INDEX(Import.PLE,Detalhamento!$E37,Detalhamento!AI$15)<=mediçao,OFFSET(Import.PLQ,$A37-1,AI$15-1,1,1),0),0),IF(ISNUMBER(INDEX(Import.PLE,Detalhamento!$E37,Detalhamento!AI$15)),IF(INDEX(Import.PLE,Detalhamento!$E37,Detalhamento!AI$15)<=mediçao,0,OFFSET(Import.PLQ,$A37-1,AI$15-1,1,1)),OFFSET(Import.PLQ,$A37-1,AI$15-1,1,1))))","v":0},{"$f":"IF(AJ$13=\"\",0,CHOOSE(Detalhamento.OpçãoServiços,OFFSET(Import.PLQ,$A37-1,AJ$15-1,1,1),IF(ISNUMBER(INDEX(Import.PLE,Detalhamento!$E37,Detalhamento!AJ$15)),IF(INDEX(Import.PLE,Detalhamento!$E37,Detalhamento!AJ$15)<=mediçao,OFFSET(Import.PLQ,$A37-1,AJ$15-1,1,1),0),0),IF(ISNUMBER(INDEX(Import.PLE,Detalhamento!$E37,Detalhamento!AJ$15)),IF(INDEX(Import.PLE,Detalhamento!$E37,Detalhamento!AJ$15)<=mediçao,0,OFFSET(Import.PLQ,$A37-1,AJ$15-1,1,1)),OFFSET(Import.PLQ,$A37-1,AJ$15-1,1,1))))","v":0},{"$f":"IF(AK$13=\"\",0,CHOOSE(Detalhamento.OpçãoServiços,OFFSET(Import.PLQ,$A37-1,AK$15-1,1,1),IF(ISNUMBER(INDEX(Import.PLE,Detalhamento!$E37,Detalhamento!AK$15)),IF(INDEX(Import.PLE,Detalhamento!$E37,Detalhamento!AK$15)<=mediçao,OFFSET(Import.PLQ,$A37-1,AK$15-1,1,1),0),0),IF(ISNUMBER(INDEX(Import.PLE,Detalhamento!$E37,Detalhamento!AK$15)),IF(INDEX(Import.PLE,Detalhamento!$E37,Detalhamento!AK$15)<=mediçao,0,OFFSET(Import.PLQ,$A37-1,AK$15-1,1,1)),OFFSET(Import.PLQ,$A37-1,AK$15-1,1,1))))","v":0},{"$f":"IF(AL$13=\"\",0,CHOOSE(Detalhamento.OpçãoServiços,OFFSET(Import.PLQ,$A37-1,AL$15-1,1,1),IF(ISNUMBER(INDEX(Import.PLE,Detalhamento!$E37,Detalhamento!AL$15)),IF(INDEX(Import.PLE,Detalhamento!$E37,Detalhamento!AL$15)<=mediçao,OFFSET(Import.PLQ,$A37-1,AL$15-1,1,1),0),0),IF(ISNUMBER(INDEX(Import.PLE,Detalhamento!$E37,Detalhamento!AL$15)),IF(INDEX(Import.PLE,Detalhamento!$E37,Detalhamento!AL$15)<=mediçao,0,OFFSET(Import.PLQ,$A37-1,AL$15-1,1,1)),OFFSET(Import.PLQ,$A37-1,AL$15-1,1,1))))","v":0},{"$f":"IF(AM$13=\"\",0,CHOOSE(Detalhamento.OpçãoServiços,OFFSET(Import.PLQ,$A37-1,AM$15-1,1,1),IF(ISNUMBER(INDEX(Import.PLE,Detalhamento!$E37,Detalhamento!AM$15)),IF(INDEX(Import.PLE,Detalhamento!$E37,Detalhamento!AM$15)<=mediçao,OFFSET(Import.PLQ,$A37-1,AM$15-1,1,1),0),0),IF(ISNUMBER(INDEX(Import.PLE,Detalhamento!$E37,Detalhamento!AM$15)),IF(INDEX(Import.PLE,Detalhamento!$E37,Detalhamento!AM$15)<=mediçao,0,OFFSET(Import.PLQ,$A37-1,AM$15-1,1,1)),OFFSET(Import.PLQ,$A37-1,AM$15-1,1,1))))","v":0},{"$f":"IF(AN$13=\"\",0,CHOOSE(Detalhamento.OpçãoServiços,OFFSET(Import.PLQ,$A37-1,AN$15-1,1,1),IF(ISNUMBER(INDEX(Import.PLE,Detalhamento!$E37,Detalhamento!AN$15)),IF(INDEX(Import.PLE,Detalhamento!$E37,Detalhamento!AN$15)<=mediçao,OFFSET(Import.PLQ,$A37-1,AN$15-1,1,1),0),0),IF(ISNUMBER(INDEX(Import.PLE,Detalhamento!$E37,Detalhamento!AN$15)),IF(INDEX(Import.PLE,Detalhamento!$E37,Detalhamento!AN$15)<=mediçao,0,OFFSET(Import.PLQ,$A37-1,AN$15-1,1,1)),OFFSET(Import.PLQ,$A37-1,AN$15-1,1,1))))","v":0},{"$f":"IF(AO$13=\"\",0,CHOOSE(Detalhamento.OpçãoServiços,OFFSET(Import.PLQ,$A37-1,AO$15-1,1,1),IF(ISNUMBER(INDEX(Import.PLE,Detalhamento!$E37,Detalhamento!AO$15)),IF(INDEX(Import.PLE,Detalhamento!$E37,Detalhamento!AO$15)<=mediçao,OFFSET(Import.PLQ,$A37-1,AO$15-1,1,1),0),0),IF(ISNUMBER(INDEX(Import.PLE,Detalhamento!$E37,Detalhamento!AO$15)),IF(INDEX(Import.PLE,Detalhamento!$E37,Detalhamento!AO$15)<=mediçao,0,OFFSET(Import.PLQ,$A37-1,AO$15-1,1,1)),OFFSET(Import.PLQ,$A37-1,AO$15-1,1,1))))","v":0},{"$f":"IF(AP$13=\"\",0,CHOOSE(Detalhamento.OpçãoServiços,OFFSET(Import.PLQ,$A37-1,AP$15-1,1,1),IF(ISNUMBER(INDEX(Import.PLE,Detalhamento!$E37,Detalhamento!AP$15)),IF(INDEX(Import.PLE,Detalhamento!$E37,Detalhamento!AP$15)<=mediçao,OFFSET(Import.PLQ,$A37-1,AP$15-1,1,1),0),0),IF(ISNUMBER(INDEX(Import.PLE,Detalhamento!$E37,Detalhamento!AP$15)),IF(INDEX(Import.PLE,Detalhamento!$E37,Detalhamento!AP$15)<=mediçao,0,OFFSET(Import.PLQ,$A37-1,AP$15-1,1,1)),OFFSET(Import.PLQ,$A37-1,AP$15-1,1,1))))","v":0},{"$f":"IF(AQ$13=\"\",0,CHOOSE(Detalhamento.OpçãoServiços,OFFSET(Import.PLQ,$A37-1,AQ$15-1,1,1),IF(ISNUMBER(INDEX(Import.PLE,Detalhamento!$E37,Detalhamento!AQ$15)),IF(INDEX(Import.PLE,Detalhamento!$E37,Detalhamento!AQ$15)<=mediçao,OFFSET(Import.PLQ,$A37-1,AQ$15-1,1,1),0),0),IF(ISNUMBER(INDEX(Import.PLE,Detalhamento!$E37,Detalhamento!AQ$15)),IF(INDEX(Import.PLE,Detalhamento!$E37,Detalhamento!AQ$15)<=mediçao,0,OFFSET(Import.PLQ,$A37-1,AQ$15-1,1,1)),OFFSET(Import.PLQ,$A37-1,AQ$15-1,1,1))))","v":0},{"$f":"IF(AR$13=\"\",0,CHOOSE(Detalhamento.OpçãoServiços,OFFSET(Import.PLQ,$A37-1,AR$15-1,1,1),IF(ISNUMBER(INDEX(Import.PLE,Detalhamento!$E37,Detalhamento!AR$15)),IF(INDEX(Import.PLE,Detalhamento!$E37,Detalhamento!AR$15)<=mediçao,OFFSET(Import.PLQ,$A37-1,AR$15-1,1,1),0),0),IF(ISNUMBER(INDEX(Import.PLE,Detalhamento!$E37,Detalhamento!AR$15)),IF(INDEX(Import.PLE,Detalhamento!$E37,Detalhamento!AR$15)<=mediçao,0,OFFSET(Import.PLQ,$A37-1,AR$15-1,1,1)),OFFSET(Import.PLQ,$A37-1,AR$15-1,1,1))))","v":0},{"$f":"IF(AS$13=\"\",0,CHOOSE(Detalhamento.OpçãoServiços,OFFSET(Import.PLQ,$A37-1,AS$15-1,1,1),IF(ISNUMBER(INDEX(Import.PLE,Detalhamento!$E37,Detalhamento!AS$15)),IF(INDEX(Import.PLE,Detalhamento!$E37,Detalhamento!AS$15)<=mediçao,OFFSET(Import.PLQ,$A37-1,AS$15-1,1,1),0),0),IF(ISNUMBER(INDEX(Import.PLE,Detalhamento!$E37,Detalhamento!AS$15)),IF(INDEX(Import.PLE,Detalhamento!$E37,Detalhamento!AS$15)<=mediçao,0,OFFSET(Import.PLQ,$A37-1,AS$15-1,1,1)),OFFSET(Import.PLQ,$A37-1,AS$15-1,1,1))))","v":0},{"$f":"IF(AT$13=\"\",0,CHOOSE(Detalhamento.OpçãoServiços,OFFSET(Import.PLQ,$A37-1,AT$15-1,1,1),IF(ISNUMBER(INDEX(Import.PLE,Detalhamento!$E37,Detalhamento!AT$15)),IF(INDEX(Import.PLE,Detalhamento!$E37,Detalhamento!AT$15)<=mediçao,OFFSET(Import.PLQ,$A37-1,AT$15-1,1,1),0),0),IF(ISNUMBER(INDEX(Import.PLE,Detalhamento!$E37,Detalhamento!AT$15)),IF(INDEX(Import.PLE,Detalhamento!$E37,Detalhamento!AT$15)<=mediçao,0,OFFSET(Import.PLQ,$A37-1,AT$15-1,1,1)),OFFSET(Import.PLQ,$A37-1,AT$15-1,1,1))))","v":0},{"$f":"IF(AU$13=\"\",0,CHOOSE(Detalhamento.OpçãoServiços,OFFSET(Import.PLQ,$A37-1,AU$15-1,1,1),IF(ISNUMBER(INDEX(Import.PLE,Detalhamento!$E37,Detalhamento!AU$15)),IF(INDEX(Import.PLE,Detalhamento!$E37,Detalhamento!AU$15)<=mediçao,OFFSET(Import.PLQ,$A37-1,AU$15-1,1,1),0),0),IF(ISNUMBER(INDEX(Import.PLE,Detalhamento!$E37,Detalhamento!AU$15)),IF(INDEX(Import.PLE,Detalhamento!$E37,Detalhamento!AU$15)<=mediçao,0,OFFSET(Import.PLQ,$A37-1,AU$15-1,1,1)),OFFSET(Import.PLQ,$A37-1,AU$15-1,1,1))))","v":0},{"$f":"IF(AV$13=\"\",0,CHOOSE(Detalhamento.OpçãoServiços,OFFSET(Import.PLQ,$A37-1,AV$15-1,1,1),IF(ISNUMBER(INDEX(Import.PLE,Detalhamento!$E37,Detalhamento!AV$15)),IF(INDEX(Import.PLE,Detalhamento!$E37,Detalhamento!AV$15)<=mediçao,OFFSET(Import.PLQ,$A37-1,AV$15-1,1,1),0),0),IF(ISNUMBER(INDEX(Import.PLE,Detalhamento!$E37,Detalhamento!AV$15)),IF(INDEX(Import.PLE,Detalhamento!$E37,Detalhamento!AV$15)<=mediçao,0,OFFSET(Import.PLQ,$A37-1,AV$15-1,1,1)),OFFSET(Import.PLQ,$A37-1,AV$15-1,1,1))))","v":0},{"$f":"IF(AW$13=\"\",0,CHOOSE(Detalhamento.OpçãoServiços,OFFSET(Import.PLQ,$A37-1,AW$15-1,1,1),IF(ISNUMBER(INDEX(Import.PLE,Detalhamento!$E37,Detalhamento!AW$15)),IF(INDEX(Import.PLE,Detalhamento!$E37,Detalhamento!AW$15)<=mediçao,OFFSET(Import.PLQ,$A37-1,AW$15-1,1,1),0),0),IF(ISNUMBER(INDEX(Import.PLE,Detalhamento!$E37,Detalhamento!AW$15)),IF(INDEX(Import.PLE,Detalhamento!$E37,Detalhamento!AW$15)<=mediçao,0,OFFSET(Import.PLQ,$A37-1,AW$15-1,1,1)),OFFSET(Import.PLQ,$A37-1,AW$15-1,1,1))))","v":0},{"$f":"IF(AX$13=\"\",0,CHOOSE(Detalhamento.OpçãoServiços,OFFSET(Import.PLQ,$A37-1,AX$15-1,1,1),IF(ISNUMBER(INDEX(Import.PLE,Detalhamento!$E37,Detalhamento!AX$15)),IF(INDEX(Import.PLE,Detalhamento!$E37,Detalhamento!AX$15)<=mediçao,OFFSET(Import.PLQ,$A37-1,AX$15-1,1,1),0),0),IF(ISNUMBER(INDEX(Import.PLE,Detalhamento!$E37,Detalhamento!AX$15)),IF(INDEX(Import.PLE,Detalhamento!$E37,Detalhamento!AX$15)<=mediçao,0,OFFSET(Import.PLQ,$A37-1,AX$15-1,1,1)),OFFSET(Import.PLQ,$A37-1,AX$15-1,1,1))))","v":0},{"$f":"IF(AY$13=\"\",0,CHOOSE(Detalhamento.OpçãoServiços,OFFSET(Import.PLQ,$A37-1,AY$15-1,1,1),IF(ISNUMBER(INDEX(Import.PLE,Detalhamento!$E37,Detalhamento!AY$15)),IF(INDEX(Import.PLE,Detalhamento!$E37,Detalhamento!AY$15)<=mediçao,OFFSET(Import.PLQ,$A37-1,AY$15-1,1,1),0),0),IF(ISNUMBER(INDEX(Import.PLE,Detalhamento!$E37,Detalhamento!AY$15)),IF(INDEX(Import.PLE,Detalhamento!$E37,Detalhamento!AY$15)<=mediçao,0,OFFSET(Import.PLQ,$A37-1,AY$15-1,1,1)),OFFSET(Import.PLQ,$A37-1,AY$15-1,1,1))))","v":0},{"$f":"IF(AZ$13=\"\",0,CHOOSE(Detalhamento.OpçãoServiços,OFFSET(Import.PLQ,$A37-1,AZ$15-1,1,1),IF(ISNUMBER(INDEX(Import.PLE,Detalhamento!$E37,Detalhamento!AZ$15)),IF(INDEX(Import.PLE,Detalhamento!$E37,Detalhamento!AZ$15)<=mediçao,OFFSET(Import.PLQ,$A37-1,AZ$15-1,1,1),0),0),IF(ISNUMBER(INDEX(Import.PLE,Detalhamento!$E37,Detalhamento!AZ$15)),IF(INDEX(Import.PLE,Detalhamento!$E37,Detalhamento!AZ$15)<=mediçao,0,OFFSET(Import.PLQ,$A37-1,AZ$15-1,1,1)),OFFSET(Import.PLQ,$A37-1,AZ$15-1,1,1))))","v":0},{"$f":"IF(BA$13=\"\",0,CHOOSE(Detalhamento.OpçãoServiços,OFFSET(Import.PLQ,$A37-1,BA$15-1,1,1),IF(ISNUMBER(INDEX(Import.PLE,Detalhamento!$E37,Detalhamento!BA$15)),IF(INDEX(Import.PLE,Detalhamento!$E37,Detalhamento!BA$15)<=mediçao,OFFSET(Import.PLQ,$A37-1,BA$15-1,1,1),0),0),IF(ISNUMBER(INDEX(Import.PLE,Detalhamento!$E37,Detalhamento!BA$15)),IF(INDEX(Import.PLE,Detalhamento!$E37,Detalhamento!BA$15)<=mediçao,0,OFFSET(Import.PLQ,$A37-1,BA$15-1,1,1)),OFFSET(Import.PLQ,$A37-1,BA$15-1,1,1))))","v":0},{"$f":"IF(BB$13=\"\",0,CHOOSE(Detalhamento.OpçãoServiços,OFFSET(Import.PLQ,$A37-1,BB$15-1,1,1),IF(ISNUMBER(INDEX(Import.PLE,Detalhamento!$E37,Detalhamento!BB$15)),IF(INDEX(Import.PLE,Detalhamento!$E37,Detalhamento!BB$15)<=mediçao,OFFSET(Import.PLQ,$A37-1,BB$15-1,1,1),0),0),IF(ISNUMBER(INDEX(Import.PLE,Detalhamento!$E37,Detalhamento!BB$15)),IF(INDEX(Import.PLE,Detalhamento!$E37,Detalhamento!BB$15)<=mediçao,0,OFFSET(Import.PLQ,$A37-1,BB$15-1,1,1)),OFFSET(Import.PLQ,$A37-1,BB$15-1,1,1))))","v":0},{"$f":"IF(BC$13=\"\",0,CHOOSE(Detalhamento.OpçãoServiços,OFFSET(Import.PLQ,$A37-1,BC$15-1,1,1),IF(ISNUMBER(INDEX(Import.PLE,Detalhamento!$E37,Detalhamento!BC$15)),IF(INDEX(Import.PLE,Detalhamento!$E37,Detalhamento!BC$15)<=mediçao,OFFSET(Import.PLQ,$A37-1,BC$15-1,1,1),0),0),IF(ISNUMBER(INDEX(Import.PLE,Detalhamento!$E37,Detalhamento!BC$15)),IF(INDEX(Import.PLE,Detalhamento!$E37,Detalhamento!BC$15)<=mediçao,0,OFFSET(Import.PLQ,$A37-1,BC$15-1,1,1)),OFFSET(Import.PLQ,$A37-1,BC$15-1,1,1))))","v":0},{"$f":"IF(BD$13=\"\",0,CHOOSE(Detalhamento.OpçãoServiços,OFFSET(Import.PLQ,$A37-1,BD$15-1,1,1),IF(ISNUMBER(INDEX(Import.PLE,Detalhamento!$E37,Detalhamento!BD$15)),IF(INDEX(Import.PLE,Detalhamento!$E37,Detalhamento!BD$15)<=mediçao,OFFSET(Import.PLQ,$A37-1,BD$15-1,1,1),0),0),IF(ISNUMBER(INDEX(Import.PLE,Detalhamento!$E37,Detalhamento!BD$15)),IF(INDEX(Import.PLE,Detalhamento!$E37,Detalhamento!BD$15)<=mediçao,0,OFFSET(Import.PLQ,$A37-1,BD$15-1,1,1)),OFFSET(Import.PLQ,$A37-1,BD$15-1,1,1))))","v":0},{"$f":"IF(BE$13=\"\",0,CHOOSE(Detalhamento.OpçãoServiços,OFFSET(Import.PLQ,$A37-1,BE$15-1,1,1),IF(ISNUMBER(INDEX(Import.PLE,Detalhamento!$E37,Detalhamento!BE$15)),IF(INDEX(Import.PLE,Detalhamento!$E37,Detalhamento!BE$15)<=mediçao,OFFSET(Import.PLQ,$A37-1,BE$15-1,1,1),0),0),IF(ISNUMBER(INDEX(Import.PLE,Detalhamento!$E37,Detalhamento!BE$15)),IF(INDEX(Import.PLE,Detalhamento!$E37,Detalhamento!BE$15)<=mediçao,0,OFFSET(Import.PLQ,$A37-1,BE$15-1,1,1)),OFFSET(Import.PLQ,$A37-1,BE$15-1,1,1))))","v":0},{"$f":"IF(BF$13=\"\",0,CHOOSE(Detalhamento.OpçãoServiços,OFFSET(Import.PLQ,$A37-1,BF$15-1,1,1),IF(ISNUMBER(INDEX(Import.PLE,Detalhamento!$E37,Detalhamento!BF$15)),IF(INDEX(Import.PLE,Detalhamento!$E37,Detalhamento!BF$15)<=mediçao,OFFSET(Import.PLQ,$A37-1,BF$15-1,1,1),0),0),IF(ISNUMBER(INDEX(Import.PLE,Detalhamento!$E37,Detalhamento!BF$15)),IF(INDEX(Import.PLE,Detalhamento!$E37,Detalhamento!BF$15)<=mediçao,0,OFFSET(Import.PLQ,$A37-1,BF$15-1,1,1)),OFFSET(Import.PLQ,$A37-1,BF$15-1,1,1))))","v":0},{"$f":"IF(BG$13=\"\",0,CHOOSE(Detalhamento.OpçãoServiços,OFFSET(Import.PLQ,$A37-1,BG$15-1,1,1),IF(ISNUMBER(INDEX(Import.PLE,Detalhamento!$E37,Detalhamento!BG$15)),IF(INDEX(Import.PLE,Detalhamento!$E37,Detalhamento!BG$15)<=mediçao,OFFSET(Import.PLQ,$A37-1,BG$15-1,1,1),0),0),IF(ISNUMBER(INDEX(Import.PLE,Detalhamento!$E37,Detalhamento!BG$15)),IF(INDEX(Import.PLE,Detalhamento!$E37,Detalhamento!BG$15)<=mediçao,0,OFFSET(Import.PLQ,$A37-1,BG$15-1,1,1)),OFFSET(Import.PLQ,$A37-1,BG$15-1,1,1))))","v":0},{"$f":"IF(BH$13=\"\",0,CHOOSE(Detalhamento.OpçãoServiços,OFFSET(Import.PLQ,$A37-1,BH$15-1,1,1),IF(ISNUMBER(INDEX(Import.PLE,Detalhamento!$E37,Detalhamento!BH$15)),IF(INDEX(Import.PLE,Detalhamento!$E37,Detalhamento!BH$15)<=mediçao,OFFSET(Import.PLQ,$A37-1,BH$15-1,1,1),0),0),IF(ISNUMBER(INDEX(Import.PLE,Detalhamento!$E37,Detalhamento!BH$15)),IF(INDEX(Import.PLE,Detalhamento!$E37,Detalhamento!BH$15)<=mediçao,0,OFFSET(Import.PLQ,$A37-1,BH$15-1,1,1)),OFFSET(Import.PLQ,$A37-1,BH$15-1,1,1))))","v":0},{"$f":"IF(BI$13=\"\",0,CHOOSE(Detalhamento.OpçãoServiços,OFFSET(Import.PLQ,$A37-1,BI$15-1,1,1),IF(ISNUMBER(INDEX(Import.PLE,Detalhamento!$E37,Detalhamento!BI$15)),IF(INDEX(Import.PLE,Detalhamento!$E37,Detalhamento!BI$15)<=mediçao,OFFSET(Import.PLQ,$A37-1,BI$15-1,1,1),0),0),IF(ISNUMBER(INDEX(Import.PLE,Detalhamento!$E37,Detalhamento!BI$15)),IF(INDEX(Import.PLE,Detalhamento!$E37,Detalhamento!BI$15)<=mediçao,0,OFFSET(Import.PLQ,$A37-1,BI$15-1,1,1)),OFFSET(Import.PLQ,$A37-1,BI$15-1,1,1))))","v":0}]
[45,"Evento",null,null,6,60000,"Evento","TERÇAS METÁLICAS","R$",35744.660000000003,null,{"$f":"IF(L$13=\"\",0,CHOOSE(Detalhamento.OpçãoServiços,OFFSET(Import.PLQ,$A38-1,L$15-1,1,1),IF(ISNUMBER(INDEX(Import.PLE,Detalhamento!$E38,Detalhamento!L$15)),IF(INDEX(Import.PLE,Detalhamento!$E38,Detalhamento!L$15)<=mediçao,OFFSET(Import.PLQ,$A38-1,L$15-1,1,1),0),0),IF(ISNUMBER(INDEX(Import.PLE,Detalhamento!$E38,Detalhamento!L$15)),IF(INDEX(Import.PLE,Detalhamento!$E38,Detalhamento!L$15)<=mediçao,0,OFFSET(Import.PLQ,$A38-1,L$15-1,1,1)),OFFSET(Import.PLQ,$A38-1,L$15-1,1,1))))","v":0},{"$f":"IF(M$13=\"\",0,CHOOSE(Detalhamento.OpçãoServiços,OFFSET(Import.PLQ,$A38-1,M$15-1,1,1),IF(ISNUMBER(INDEX(Import.PLE,Detalhamento!$E38,Detalhamento!M$15)),IF(INDEX(Import.PLE,Detalhamento!$E38,Detalhamento!M$15)<=mediçao,OFFSET(Import.PLQ,$A38-1,M$15-1,1,1),0),0),IF(ISNUMBER(INDEX(Import.PLE,Detalhamento!$E38,Detalhamento!M$15)),IF(INDEX(Import.PLE,Detalhamento!$E38,Detalhamento!M$15)<=mediçao,0,OFFSET(Import.PLQ,$A38-1,M$15-1,1,1)),OFFSET(Import.PLQ,$A38-1,M$15-1,1,1))))","v":0},{"$f":"IF(N$13=\"\",0,CHOOSE(Detalhamento.OpçãoServiços,OFFSET(Import.PLQ,$A38-1,N$15-1,1,1),IF(ISNUMBER(INDEX(Import.PLE,Detalhamento!$E38,Detalhamento!N$15)),IF(INDEX(Import.PLE,Detalhamento!$E38,Detalhamento!N$15)<=mediçao,OFFSET(Import.PLQ,$A38-1,N$15-1,1,1),0),0),IF(ISNUMBER(INDEX(Import.PLE,Detalhamento!$E38,Detalhamento!N$15)),IF(INDEX(Import.PLE,Detalhamento!$E38,Detalhamento!N$15)<=mediçao,0,OFFSET(Import.PLQ,$A38-1,N$15-1,1,1)),OFFSET(Import.PLQ,$A38-1,N$15-1,1,1))))","v":35744.660000000003},{"$f":"IF(O$13=\"\",0,CHOOSE(Detalhamento.OpçãoServiços,OFFSET(Import.PLQ,$A38-1,O$15-1,1,1),IF(ISNUMBER(INDEX(Import.PLE,Detalhamento!$E38,Detalhamento!O$15)),IF(INDEX(Import.PLE,Detalhamento!$E38,Detalhamento!O$15)<=mediçao,OFFSET(Import.PLQ,$A38-1,O$15-1,1,1),0),0),IF(ISNUMBER(INDEX(Import.PLE,Detalhamento!$E38,Detalhamento!O$15)),IF(INDEX(Import.PLE,Detalhamento!$E38,Detalhamento!O$15)<=mediçao,0,OFFSET(Import.PLQ,$A38-1,O$15-1,1,1)),OFFSET(Import.PLQ,$A38-1,O$15-1,1,1))))","v":0},{"$f":"IF(P$13=\"\",0,CHOOSE(Detalhamento.OpçãoServiços,OFFSET(Import.PLQ,$A38-1,P$15-1,1,1),IF(ISNUMBER(INDEX(Import.PLE,Detalhamento!$E38,Detalhamento!P$15)),IF(INDEX(Import.PLE,Detalhamento!$E38,Detalhamento!P$15)<=mediçao,OFFSET(Import.PLQ,$A38-1,P$15-1,1,1),0),0),IF(ISNUMBER(INDEX(Import.PLE,Detalhamento!$E38,Detalhamento!P$15)),IF(INDEX(Import.PLE,Detalhamento!$E38,Detalhamento!P$15)<=mediçao,0,OFFSET(Import.PLQ,$A38-1,P$15-1,1,1)),OFFSET(Import.PLQ,$A38-1,P$15-1,1,1))))","v":0},{"$f":"IF(Q$13=\"\",0,CHOOSE(Detalhamento.OpçãoServiços,OFFSET(Import.PLQ,$A38-1,Q$15-1,1,1),IF(ISNUMBER(INDEX(Import.PLE,Detalhamento!$E38,Detalhamento!Q$15)),IF(INDEX(Import.PLE,Detalhamento!$E38,Detalhamento!Q$15)<=mediçao,OFFSET(Import.PLQ,$A38-1,Q$15-1,1,1),0),0),IF(ISNUMBER(INDEX(Import.PLE,Detalhamento!$E38,Detalhamento!Q$15)),IF(INDEX(Import.PLE,Detalhamento!$E38,Detalhamento!Q$15)<=mediçao,0,OFFSET(Import.PLQ,$A38-1,Q$15-1,1,1)),OFFSET(Import.PLQ,$A38-1,Q$15-1,1,1))))","v":0},{"$f":"IF(R$13=\"\",0,CHOOSE(Detalhamento.OpçãoServiços,OFFSET(Import.PLQ,$A38-1,R$15-1,1,1),IF(ISNUMBER(INDEX(Import.PLE,Detalhamento!$E38,Detalhamento!R$15)),IF(INDEX(Import.PLE,Detalhamento!$E38,Detalhamento!R$15)<=mediçao,OFFSET(Import.PLQ,$A38-1,R$15-1,1,1),0),0),IF(ISNUMBER(INDEX(Import.PLE,Detalhamento!$E38,Detalhamento!R$15)),IF(INDEX(Import.PLE,Detalhamento!$E38,Detalhamento!R$15)<=mediçao,0,OFFSET(Import.PLQ,$A38-1,R$15-1,1,1)),OFFSET(Import.PLQ,$A38-1,R$15-1,1,1))))","v":0},{"$f":"IF(S$13=\"\",0,CHOOSE(Detalhamento.OpçãoServiços,OFFSET(Import.PLQ,$A38-1,S$15-1,1,1),IF(ISNUMBER(INDEX(Import.PLE,Detalhamento!$E38,Detalhamento!S$15)),IF(INDEX(Import.PLE,Detalhamento!$E38,Detalhamento!S$15)<=mediçao,OFFSET(Import.PLQ,$A38-1,S$15-1,1,1),0),0),IF(ISNUMBER(INDEX(Import.PLE,Detalhamento!$E38,Detalhamento!S$15)),IF(INDEX(Import.PLE,Detalhamento!$E38,Detalhamento!S$15)<=mediçao,0,OFFSET(Import.PLQ,$A38-1,S$15-1,1,1)),OFFSET(Import.PLQ,$A38-1,S$15-1,1,1))))","v":0},{"$f":"IF(T$13=\"\",0,CHOOSE(Detalhamento.OpçãoServiços,OFFSET(Import.PLQ,$A38-1,T$15-1,1,1),IF(ISNUMBER(INDEX(Import.PLE,Detalhamento!$E38,Detalhamento!T$15)),IF(INDEX(Import.PLE,Detalhamento!$E38,Detalhamento!T$15)<=mediçao,OFFSET(Import.PLQ,$A38-1,T$15-1,1,1),0),0),IF(ISNUMBER(INDEX(Import.PLE,Detalhamento!$E38,Detalhamento!T$15)),IF(INDEX(Import.PLE,Detalhamento!$E38,Detalhamento!T$15)<=mediçao,0,OFFSET(Import.PLQ,$A38-1,T$15-1,1,1)),OFFSET(Import.PLQ,$A38-1,T$15-1,1,1))))","v":0},{"$f":"IF(U$13=\"\",0,CHOOSE(Detalhamento.OpçãoServiços,OFFSET(Import.PLQ,$A38-1,U$15-1,1,1),IF(ISNUMBER(INDEX(Import.PLE,Detalhamento!$E38,Detalhamento!U$15)),IF(INDEX(Import.PLE,Detalhamento!$E38,Detalhamento!U$15)<=mediçao,OFFSET(Import.PLQ,$A38-1,U$15-1,1,1),0),0),IF(ISNUMBER(INDEX(Import.PLE,Detalhamento!$E38,Detalhamento!U$15)),IF(INDEX(Import.PLE,Detalhamento!$E38,Detalhamento!U$15)<=mediçao,0,OFFSET(Import.PLQ,$A38-1,U$15-1,1,1)),OFFSET(Import.PLQ,$A38-1,U$15-1,1,1))))","v":0},{"$f":"IF(V$13=\"\",0,CHOOSE(Detalhamento.OpçãoServiços,OFFSET(Import.PLQ,$A38-1,V$15-1,1,1),IF(ISNUMBER(INDEX(Import.PLE,Detalhamento!$E38,Detalhamento!V$15)),IF(INDEX(Import.PLE,Detalhamento!$E38,Detalhamento!V$15)<=mediçao,OFFSET(Import.PLQ,$A38-1,V$15-1,1,1),0),0),IF(ISNUMBER(INDEX(Import.PLE,Detalhamento!$E38,Detalhamento!V$15)),IF(INDEX(Import.PLE,Detalhamento!$E38,Detalhamento!V$15)<=mediçao,0,OFFSET(Import.PLQ,$A38-1,V$15-1,1,1)),OFFSET(Import.PLQ,$A38-1,V$15-1,1,1))))","v":0},{"$f":"IF(W$13=\"\",0,CHOOSE(Detalhamento.OpçãoServiços,OFFSET(Import.PLQ,$A38-1,W$15-1,1,1),IF(ISNUMBER(INDEX(Import.PLE,Detalhamento!$E38,Detalhamento!W$15)),IF(INDEX(Import.PLE,Detalhamento!$E38,Detalhamento!W$15)<=mediçao,OFFSET(Import.PLQ,$A38-1,W$15-1,1,1),0),0),IF(ISNUMBER(INDEX(Import.PLE,Detalhamento!$E38,Detalhamento!W$15)),IF(INDEX(Import.PLE,Detalhamento!$E38,Detalhamento!W$15)<=mediçao,0,OFFSET(Import.PLQ,$A38-1,W$15-1,1,1)),OFFSET(Import.PLQ,$A38-1,W$15-1,1,1))))","v":0},{"$f":"IF(X$13=\"\",0,CHOOSE(Detalhamento.OpçãoServiços,OFFSET(Import.PLQ,$A38-1,X$15-1,1,1),IF(ISNUMBER(INDEX(Import.PLE,Detalhamento!$E38,Detalhamento!X$15)),IF(INDEX(Import.PLE,Detalhamento!$E38,Detalhamento!X$15)<=mediçao,OFFSET(Import.PLQ,$A38-1,X$15-1,1,1),0),0),IF(ISNUMBER(INDEX(Import.PLE,Detalhamento!$E38,Detalhamento!X$15)),IF(INDEX(Import.PLE,Detalhamento!$E38,Detalhamento!X$15)<=mediçao,0,OFFSET(Import.PLQ,$A38-1,X$15-1,1,1)),OFFSET(Import.PLQ,$A38-1,X$15-1,1,1))))","v":0},{"$f":"IF(Y$13=\"\",0,CHOOSE(Detalhamento.OpçãoServiços,OFFSET(Import.PLQ,$A38-1,Y$15-1,1,1),IF(ISNUMBER(INDEX(Import.PLE,Detalhamento!$E38,Detalhamento!Y$15)),IF(INDEX(Import.PLE,Detalhamento!$E38,Detalhamento!Y$15)<=mediçao,OFFSET(Import.PLQ,$A38-1,Y$15-1,1,1),0),0),IF(ISNUMBER(INDEX(Import.PLE,Detalhamento!$E38,Detalhamento!Y$15)),IF(INDEX(Import.PLE,Detalhamento!$E38,Detalhamento!Y$15)<=mediçao,0,OFFSET(Import.PLQ,$A38-1,Y$15-1,1,1)),OFFSET(Import.PLQ,$A38-1,Y$15-1,1,1))))","v":0},{"$f":"IF(Z$13=\"\",0,CHOOSE(Detalhamento.OpçãoServiços,OFFSET(Import.PLQ,$A38-1,Z$15-1,1,1),IF(ISNUMBER(INDEX(Import.PLE,Detalhamento!$E38,Detalhamento!Z$15)),IF(INDEX(Import.PLE,Detalhamento!$E38,Detalhamento!Z$15)<=mediçao,OFFSET(Import.PLQ,$A38-1,Z$15-1,1,1),0),0),IF(ISNUMBER(INDEX(Import.PLE,Detalhamento!$E38,Detalhamento!Z$15)),IF(INDEX(Import.PLE,Detalhamento!$E38,Detalhamento!Z$15)<=mediçao,0,OFFSET(Import.PLQ,$A38-1,Z$15-1,1,1)),OFFSET(Import.PLQ,$A38-1,Z$15-1,1,1))))","v":0},{"$f":"IF(AA$13=\"\",0,CHOOSE(Detalhamento.OpçãoServiços,OFFSET(Import.PLQ,$A38-1,AA$15-1,1,1),IF(ISNUMBER(INDEX(Import.PLE,Detalhamento!$E38,Detalhamento!AA$15)),IF(INDEX(Import.PLE,Detalhamento!$E38,Detalhamento!AA$15)<=mediçao,OFFSET(Import.PLQ,$A38-1,AA$15-1,1,1),0),0),IF(ISNUMBER(INDEX(Import.PLE,Detalhamento!$E38,Detalhamento!AA$15)),IF(INDEX(Import.PLE,Detalhamento!$E38,Detalhamento!AA$15)<=mediçao,0,OFFSET(Import.PLQ,$A38-1,AA$15-1,1,1)),OFFSET(Import.PLQ,$A38-1,AA$15-1,1,1))))","v":0},{"$f":"IF(AB$13=\"\",0,CHOOSE(Detalhamento.OpçãoServiços,OFFSET(Import.PLQ,$A38-1,AB$15-1,1,1),IF(ISNUMBER(INDEX(Import.PLE,Detalhamento!$E38,Detalhamento!AB$15)),IF(INDEX(Import.PLE,Detalhamento!$E38,Detalhamento!AB$15)<=mediçao,OFFSET(Import.PLQ,$A38-1,AB$15-1,1,1),0),0),IF(ISNUMBER(INDEX(Import.PLE,Detalhamento!$E38,Detalhamento!AB$15)),IF(INDEX(Import.PLE,Detalhamento!$E38,Detalhamento!AB$15)<=mediçao,0,OFFSET(Import.PLQ,$A38-1,AB$15-1,1,1)),OFFSET(Import.PLQ,$A38-1,AB$15-1,1,1))))","v":0},{"$f":"IF(AC$13=\"\",0,CHOOSE(Detalhamento.OpçãoServiços,OFFSET(Import.PLQ,$A38-1,AC$15-1,1,1),IF(ISNUMBER(INDEX(Import.PLE,Detalhamento!$E38,Detalhamento!AC$15)),IF(INDEX(Import.PLE,Detalhamento!$E38,Detalhamento!AC$15)<=mediçao,OFFSET(Import.PLQ,$A38-1,AC$15-1,1,1),0),0),IF(ISNUMBER(INDEX(Import.PLE,Detalhamento!$E38,Detalhamento!AC$15)),IF(INDEX(Import.PLE,Detalhamento!$E38,Detalhamento!AC$15)<=mediçao,0,OFFSET(Import.PLQ,$A38-1,AC$15-1,1,1)),OFFSET(Import.PLQ,$A38-1,AC$15-1,1,1))))","v":0},{"$f":"IF(AD$13=\"\",0,CHOOSE(Detalhamento.OpçãoServiços,OFFSET(Import.PLQ,$A38-1,AD$15-1,1,1),IF(ISNUMBER(INDEX(Import.PLE,Detalhamento!$E38,Detalhamento!AD$15)),IF(INDEX(Import.PLE,Detalhamento!$E38,Detalhamento!AD$15)<=mediçao,OFFSET(Import.PLQ,$A38-1,AD$15-1,1,1),0),0),IF(ISNUMBER(INDEX(Import.PLE,Detalhamento!$E38,Detalhamento!AD$15)),IF(INDEX(Import.PLE,Detalhamento!$E38,Detalhamento!AD$15)<=mediçao,0,OFFSET(Import.PLQ,$A38-1,AD$15-1,1,1)),OFFSET(Import.PLQ,$A38-1,AD$15-1,1,1))))","v":0},{"$f":"IF(AE$13=\"\",0,CHOOSE(Detalhamento.OpçãoServiços,OFFSET(Import.PLQ,$A38-1,AE$15-1,1,1),IF(ISNUMBER(INDEX(Import.PLE,Detalhamento!$E38,Detalhamento!AE$15)),IF(INDEX(Import.PLE,Detalhamento!$E38,Detalhamento!AE$15)<=mediçao,OFFSET(Import.PLQ,$A38-1,AE$15-1,1,1),0),0),IF(ISNUMBER(INDEX(Import.PLE,Detalhamento!$E38,Detalhamento!AE$15)),IF(INDEX(Import.PLE,Detalhamento!$E38,Detalhamento!AE$15)<=mediçao,0,OFFSET(Import.PLQ,$A38-1,AE$15-1,1,1)),OFFSET(Import.PLQ,$A38-1,AE$15-1,1,1))))","v":0},{"$f":"IF(AF$13=\"\",0,CHOOSE(Detalhamento.OpçãoServiços,OFFSET(Import.PLQ,$A38-1,AF$15-1,1,1),IF(ISNUMBER(INDEX(Import.PLE,Detalhamento!$E38,Detalhamento!AF$15)),IF(INDEX(Import.PLE,Detalhamento!$E38,Detalhamento!AF$15)<=mediçao,OFFSET(Import.PLQ,$A38-1,AF$15-1,1,1),0),0),IF(ISNUMBER(INDEX(Import.PLE,Detalhamento!$E38,Detalhamento!AF$15)),IF(INDEX(Import.PLE,Detalhamento!$E38,Detalhamento!AF$15)<=mediçao,0,OFFSET(Import.PLQ,$A38-1,AF$15-1,1,1)),OFFSET(Import.PLQ,$A38-1,AF$15-1,1,1))))","v":0},{"$f":"IF(AG$13=\"\",0,CHOOSE(Detalhamento.OpçãoServiços,OFFSET(Import.PLQ,$A38-1,AG$15-1,1,1),IF(ISNUMBER(INDEX(Import.PLE,Detalhamento!$E38,Detalhamento!AG$15)),IF(INDEX(Import.PLE,Detalhamento!$E38,Detalhamento!AG$15)<=mediçao,OFFSET(Import.PLQ,$A38-1,AG$15-1,1,1),0),0),IF(ISNUMBER(INDEX(Import.PLE,Detalhamento!$E38,Detalhamento!AG$15)),IF(INDEX(Import.PLE,Detalhamento!$E38,Detalhamento!AG$15)<=mediçao,0,OFFSET(Import.PLQ,$A38-1,AG$15-1,1,1)),OFFSET(Import.PLQ,$A38-1,AG$15-1,1,1))))","v":0},{"$f":"IF(AH$13=\"\",0,CHOOSE(Detalhamento.OpçãoServiços,OFFSET(Import.PLQ,$A38-1,AH$15-1,1,1),IF(ISNUMBER(INDEX(Import.PLE,Detalhamento!$E38,Detalhamento!AH$15)),IF(INDEX(Import.PLE,Detalhamento!$E38,Detalhamento!AH$15)<=mediçao,OFFSET(Import.PLQ,$A38-1,AH$15-1,1,1),0),0),IF(ISNUMBER(INDEX(Import.PLE,Detalhamento!$E38,Detalhamento!AH$15)),IF(INDEX(Import.PLE,Detalhamento!$E38,Detalhamento!AH$15)<=mediçao,0,OFFSET(Import.PLQ,$A38-1,AH$15-1,1,1)),OFFSET(Import.PLQ,$A38-1,AH$15-1,1,1))))","v":0},{"$f":"IF(AI$13=\"\",0,CHOOSE(Detalhamento.OpçãoServiços,OFFSET(Import.PLQ,$A38-1,AI$15-1,1,1),IF(ISNUMBER(INDEX(Import.PLE,Detalhamento!$E38,Detalhamento!AI$15)),IF(INDEX(Import.PLE,Detalhamento!$E38,Detalhamento!AI$15)<=mediçao,OFFSET(Import.PLQ,$A38-1,AI$15-1,1,1),0),0),IF(ISNUMBER(INDEX(Import.PLE,Detalhamento!$E38,Detalhamento!AI$15)),IF(INDEX(Import.PLE,Detalhamento!$E38,Detalhamento!AI$15)<=mediçao,0,OFFSET(Import.PLQ,$A38-1,AI$15-1,1,1)),OFFSET(Import.PLQ,$A38-1,AI$15-1,1,1))))","v":0},{"$f":"IF(AJ$13=\"\",0,CHOOSE(Detalhamento.OpçãoServiços,OFFSET(Import.PLQ,$A38-1,AJ$15-1,1,1),IF(ISNUMBER(INDEX(Import.PLE,Detalhamento!$E38,Detalhamento!AJ$15)),IF(INDEX(Import.PLE,Detalhamento!$E38,Detalhamento!AJ$15)<=mediçao,OFFSET(Import.PLQ,$A38-1,AJ$15-1,1,1),0),0),IF(ISNUMBER(INDEX(Import.PLE,Detalhamento!$E38,Detalhamento!AJ$15)),IF(INDEX(Import.PLE,Detalhamento!$E38,Detalhamento!AJ$15)<=mediçao,0,OFFSET(Import.PLQ,$A38-1,AJ$15-1,1,1)),OFFSET(Import.PLQ,$A38-1,AJ$15-1,1,1))))","v":0},{"$f":"IF(AK$13=\"\",0,CHOOSE(Detalhamento.OpçãoServiços,OFFSET(Import.PLQ,$A38-1,AK$15-1,1,1),IF(ISNUMBER(INDEX(Import.PLE,Detalhamento!$E38,Detalhamento!AK$15)),IF(INDEX(Import.PLE,Detalhamento!$E38,Detalhamento!AK$15)<=mediçao,OFFSET(Import.PLQ,$A38-1,AK$15-1,1,1),0),0),IF(ISNUMBER(INDEX(Import.PLE,Detalhamento!$E38,Detalhamento!AK$15)),IF(INDEX(Import.PLE,Detalhamento!$E38,Detalhamento!AK$15)<=mediçao,0,OFFSET(Import.PLQ,$A38-1,AK$15-1,1,1)),OFFSET(Import.PLQ,$A38-1,AK$15-1,1,1))))","v":0},{"$f":"IF(AL$13=\"\",0,CHOOSE(Detalhamento.OpçãoServiços,OFFSET(Import.PLQ,$A38-1,AL$15-1,1,1),IF(ISNUMBER(INDEX(Import.PLE,Detalhamento!$E38,Detalhamento!AL$15)),IF(INDEX(Import.PLE,Detalhamento!$E38,Detalhamento!AL$15)<=mediçao,OFFSET(Import.PLQ,$A38-1,AL$15-1,1,1),0),0),IF(ISNUMBER(INDEX(Import.PLE,Detalhamento!$E38,Detalhamento!AL$15)),IF(INDEX(Import.PLE,Detalhamento!$E38,Detalhamento!AL$15)<=mediçao,0,OFFSET(Import.PLQ,$A38-1,AL$15-1,1,1)),OFFSET(Import.PLQ,$A38-1,AL$15-1,1,1))))","v":0},{"$f":"IF(AM$13=\"\",0,CHOOSE(Detalhamento.OpçãoServiços,OFFSET(Import.PLQ,$A38-1,AM$15-1,1,1),IF(ISNUMBER(INDEX(Import.PLE,Detalhamento!$E38,Detalhamento!AM$15)),IF(INDEX(Import.PLE,Detalhamento!$E38,Detalhamento!AM$15)<=mediçao,OFFSET(Import.PLQ,$A38-1,AM$15-1,1,1),0),0),IF(ISNUMBER(INDEX(Import.PLE,Detalhamento!$E38,Detalhamento!AM$15)),IF(INDEX(Import.PLE,Detalhamento!$E38,Detalhamento!AM$15)<=mediçao,0,OFFSET(Import.PLQ,$A38-1,AM$15-1,1,1)),OFFSET(Import.PLQ,$A38-1,AM$15-1,1,1))))","v":0},{"$f":"IF(AN$13=\"\",0,CHOOSE(Detalhamento.OpçãoServiços,OFFSET(Import.PLQ,$A38-1,AN$15-1,1,1),IF(ISNUMBER(INDEX(Import.PLE,Detalhamento!$E38,Detalhamento!AN$15)),IF(INDEX(Import.PLE,Detalhamento!$E38,Detalhamento!AN$15)<=mediçao,OFFSET(Import.PLQ,$A38-1,AN$15-1,1,1),0),0),IF(ISNUMBER(INDEX(Import.PLE,Detalhamento!$E38,Detalhamento!AN$15)),IF(INDEX(Import.PLE,Detalhamento!$E38,Detalhamento!AN$15)<=mediçao,0,OFFSET(Import.PLQ,$A38-1,AN$15-1,1,1)),OFFSET(Import.PLQ,$A38-1,AN$15-1,1,1))))","v":0},{"$f":"IF(AO$13=\"\",0,CHOOSE(Detalhamento.OpçãoServiços,OFFSET(Import.PLQ,$A38-1,AO$15-1,1,1),IF(ISNUMBER(INDEX(Import.PLE,Detalhamento!$E38,Detalhamento!AO$15)),IF(INDEX(Import.PLE,Detalhamento!$E38,Detalhamento!AO$15)<=mediçao,OFFSET(Import.PLQ,$A38-1,AO$15-1,1,1),0),0),IF(ISNUMBER(INDEX(Import.PLE,Detalhamento!$E38,Detalhamento!AO$15)),IF(INDEX(Import.PLE,Detalhamento!$E38,Detalhamento!AO$15)<=mediçao,0,OFFSET(Import.PLQ,$A38-1,AO$15-1,1,1)),OFFSET(Import.PLQ,$A38-1,AO$15-1,1,1))))","v":0},{"$f":"IF(AP$13=\"\",0,CHOOSE(Detalhamento.OpçãoServiços,OFFSET(Import.PLQ,$A38-1,AP$15-1,1,1),IF(ISNUMBER(INDEX(Import.PLE,Detalhamento!$E38,Detalhamento!AP$15)),IF(INDEX(Import.PLE,Detalhamento!$E38,Detalhamento!AP$15)<=mediçao,OFFSET(Import.PLQ,$A38-1,AP$15-1,1,1),0),0),IF(ISNUMBER(INDEX(Import.PLE,Detalhamento!$E38,Detalhamento!AP$15)),IF(INDEX(Import.PLE,Detalhamento!$E38,Detalhamento!AP$15)<=mediçao,0,OFFSET(Import.PLQ,$A38-1,AP$15-1,1,1)),OFFSET(Import.PLQ,$A38-1,AP$15-1,1,1))))","v":0},{"$f":"IF(AQ$13=\"\",0,CHOOSE(Detalhamento.OpçãoServiços,OFFSET(Import.PLQ,$A38-1,AQ$15-1,1,1),IF(ISNUMBER(INDEX(Import.PLE,Detalhamento!$E38,Detalhamento!AQ$15)),IF(INDEX(Import.PLE,Detalhamento!$E38,Detalhamento!AQ$15)<=mediçao,OFFSET(Import.PLQ,$A38-1,AQ$15-1,1,1),0),0),IF(ISNUMBER(INDEX(Import.PLE,Detalhamento!$E38,Detalhamento!AQ$15)),IF(INDEX(Import.PLE,Detalhamento!$E38,Detalhamento!AQ$15)<=mediçao,0,OFFSET(Import.PLQ,$A38-1,AQ$15-1,1,1)),OFFSET(Import.PLQ,$A38-1,AQ$15-1,1,1))))","v":0},{"$f":"IF(AR$13=\"\",0,CHOOSE(Detalhamento.OpçãoServiços,OFFSET(Import.PLQ,$A38-1,AR$15-1,1,1),IF(ISNUMBER(INDEX(Import.PLE,Detalhamento!$E38,Detalhamento!AR$15)),IF(INDEX(Import.PLE,Detalhamento!$E38,Detalhamento!AR$15)<=mediçao,OFFSET(Import.PLQ,$A38-1,AR$15-1,1,1),0),0),IF(ISNUMBER(INDEX(Import.PLE,Detalhamento!$E38,Detalhamento!AR$15)),IF(INDEX(Import.PLE,Detalhamento!$E38,Detalhamento!AR$15)<=mediçao,0,OFFSET(Import.PLQ,$A38-1,AR$15-1,1,1)),OFFSET(Import.PLQ,$A38-1,AR$15-1,1,1))))","v":0},{"$f":"IF(AS$13=\"\",0,CHOOSE(Detalhamento.OpçãoServiços,OFFSET(Import.PLQ,$A38-1,AS$15-1,1,1),IF(ISNUMBER(INDEX(Import.PLE,Detalhamento!$E38,Detalhamento!AS$15)),IF(INDEX(Import.PLE,Detalhamento!$E38,Detalhamento!AS$15)<=mediçao,OFFSET(Import.PLQ,$A38-1,AS$15-1,1,1),0),0),IF(ISNUMBER(INDEX(Import.PLE,Detalhamento!$E38,Detalhamento!AS$15)),IF(INDEX(Import.PLE,Detalhamento!$E38,Detalhamento!AS$15)<=mediçao,0,OFFSET(Import.PLQ,$A38-1,AS$15-1,1,1)),OFFSET(Import.PLQ,$A38-1,AS$15-1,1,1))))","v":0},{"$f":"IF(AT$13=\"\",0,CHOOSE(Detalhamento.OpçãoServiços,OFFSET(Import.PLQ,$A38-1,AT$15-1,1,1),IF(ISNUMBER(INDEX(Import.PLE,Detalhamento!$E38,Detalhamento!AT$15)),IF(INDEX(Import.PLE,Detalhamento!$E38,Detalhamento!AT$15)<=mediçao,OFFSET(Import.PLQ,$A38-1,AT$15-1,1,1),0),0),IF(ISNUMBER(INDEX(Import.PLE,Detalhamento!$E38,Detalhamento!AT$15)),IF(INDEX(Import.PLE,Detalhamento!$E38,Detalhamento!AT$15)<=mediçao,0,OFFSET(Import.PLQ,$A38-1,AT$15-1,1,1)),OFFSET(Import.PLQ,$A38-1,AT$15-1,1,1))))","v":0},{"$f":"IF(AU$13=\"\",0,CHOOSE(Detalhamento.OpçãoServiços,OFFSET(Import.PLQ,$A38-1,AU$15-1,1,1),IF(ISNUMBER(INDEX(Import.PLE,Detalhamento!$E38,Detalhamento!AU$15)),IF(INDEX(Import.PLE,Detalhamento!$E38,Detalhamento!AU$15)<=mediçao,OFFSET(Import.PLQ,$A38-1,AU$15-1,1,1),0),0),IF(ISNUMBER(INDEX(Import.PLE,Detalhamento!$E38,Detalhamento!AU$15)),IF(INDEX(Import.PLE,Detalhamento!$E38,Detalhamento!AU$15)<=mediçao,0,OFFSET(Import.PLQ,$A38-1,AU$15-1,1,1)),OFFSET(Import.PLQ,$A38-1,AU$15-1,1,1))))","v":0},{"$f":"IF(AV$13=\"\",0,CHOOSE(Detalhamento.OpçãoServiços,OFFSET(Import.PLQ,$A38-1,AV$15-1,1,1),IF(ISNUMBER(INDEX(Import.PLE,Detalhamento!$E38,Detalhamento!AV$15)),IF(INDEX(Import.PLE,Detalhamento!$E38,Detalhamento!AV$15)<=mediçao,OFFSET(Import.PLQ,$A38-1,AV$15-1,1,1),0),0),IF(ISNUMBER(INDEX(Import.PLE,Detalhamento!$E38,Detalhamento!AV$15)),IF(INDEX(Import.PLE,Detalhamento!$E38,Detalhamento!AV$15)<=mediçao,0,OFFSET(Import.PLQ,$A38-1,AV$15-1,1,1)),OFFSET(Import.PLQ,$A38-1,AV$15-1,1,1))))","v":0},{"$f":"IF(AW$13=\"\",0,CHOOSE(Detalhamento.OpçãoServiços,OFFSET(Import.PLQ,$A38-1,AW$15-1,1,1),IF(ISNUMBER(INDEX(Import.PLE,Detalhamento!$E38,Detalhamento!AW$15)),IF(INDEX(Import.PLE,Detalhamento!$E38,Detalhamento!AW$15)<=mediçao,OFFSET(Import.PLQ,$A38-1,AW$15-1,1,1),0),0),IF(ISNUMBER(INDEX(Import.PLE,Detalhamento!$E38,Detalhamento!AW$15)),IF(INDEX(Import.PLE,Detalhamento!$E38,Detalhamento!AW$15)<=mediçao,0,OFFSET(Import.PLQ,$A38-1,AW$15-1,1,1)),OFFSET(Import.PLQ,$A38-1,AW$15-1,1,1))))","v":0},{"$f":"IF(AX$13=\"\",0,CHOOSE(Detalhamento.OpçãoServiços,OFFSET(Import.PLQ,$A38-1,AX$15-1,1,1),IF(ISNUMBER(INDEX(Import.PLE,Detalhamento!$E38,Detalhamento!AX$15)),IF(INDEX(Import.PLE,Detalhamento!$E38,Detalhamento!AX$15)<=mediçao,OFFSET(Import.PLQ,$A38-1,AX$15-1,1,1),0),0),IF(ISNUMBER(INDEX(Import.PLE,Detalhamento!$E38,Detalhamento!AX$15)),IF(INDEX(Import.PLE,Detalhamento!$E38,Detalhamento!AX$15)<=mediçao,0,OFFSET(Import.PLQ,$A38-1,AX$15-1,1,1)),OFFSET(Import.PLQ,$A38-1,AX$15-1,1,1))))","v":0},{"$f":"IF(AY$13=\"\",0,CHOOSE(Detalhamento.OpçãoServiços,OFFSET(Import.PLQ,$A38-1,AY$15-1,1,1),IF(ISNUMBER(INDEX(Import.PLE,Detalhamento!$E38,Detalhamento!AY$15)),IF(INDEX(Import.PLE,Detalhamento!$E38,Detalhamento!AY$15)<=mediçao,OFFSET(Import.PLQ,$A38-1,AY$15-1,1,1),0),0),IF(ISNUMBER(INDEX(Import.PLE,Detalhamento!$E38,Detalhamento!AY$15)),IF(INDEX(Import.PLE,Detalhamento!$E38,Detalhamento!AY$15)<=mediçao,0,OFFSET(Import.PLQ,$A38-1,AY$15-1,1,1)),OFFSET(Import.PLQ,$A38-1,AY$15-1,1,1))))","v":0},{"$f":"IF(AZ$13=\"\",0,CHOOSE(Detalhamento.OpçãoServiços,OFFSET(Import.PLQ,$A38-1,AZ$15-1,1,1),IF(ISNUMBER(INDEX(Import.PLE,Detalhamento!$E38,Detalhamento!AZ$15)),IF(INDEX(Import.PLE,Detalhamento!$E38,Detalhamento!AZ$15)<=mediçao,OFFSET(Import.PLQ,$A38-1,AZ$15-1,1,1),0),0),IF(ISNUMBER(INDEX(Import.PLE,Detalhamento!$E38,Detalhamento!AZ$15)),IF(INDEX(Import.PLE,Detalhamento!$E38,Detalhamento!AZ$15)<=mediçao,0,OFFSET(Import.PLQ,$A38-1,AZ$15-1,1,1)),OFFSET(Import.PLQ,$A38-1,AZ$15-1,1,1))))","v":0},{"$f":"IF(BA$13=\"\",0,CHOOSE(Detalhamento.OpçãoServiços,OFFSET(Import.PLQ,$A38-1,BA$15-1,1,1),IF(ISNUMBER(INDEX(Import.PLE,Detalhamento!$E38,Detalhamento!BA$15)),IF(INDEX(Import.PLE,Detalhamento!$E38,Detalhamento!BA$15)<=mediçao,OFFSET(Import.PLQ,$A38-1,BA$15-1,1,1),0),0),IF(ISNUMBER(INDEX(Import.PLE,Detalhamento!$E38,Detalhamento!BA$15)),IF(INDEX(Import.PLE,Detalhamento!$E38,Detalhamento!BA$15)<=mediçao,0,OFFSET(Import.PLQ,$A38-1,BA$15-1,1,1)),OFFSET(Import.PLQ,$A38-1,BA$15-1,1,1))))","v":0},{"$f":"IF(BB$13=\"\",0,CHOOSE(Detalhamento.OpçãoServiços,OFFSET(Import.PLQ,$A38-1,BB$15-1,1,1),IF(ISNUMBER(INDEX(Import.PLE,Detalhamento!$E38,Detalhamento!BB$15)),IF(INDEX(Import.PLE,Detalhamento!$E38,Detalhamento!BB$15)<=mediçao,OFFSET(Import.PLQ,$A38-1,BB$15-1,1,1),0),0),IF(ISNUMBER(INDEX(Import.PLE,Detalhamento!$E38,Detalhamento!BB$15)),IF(INDEX(Import.PLE,Detalhamento!$E38,Detalhamento!BB$15)<=mediçao,0,OFFSET(Import.PLQ,$A38-1,BB$15-1,1,1)),OFFSET(Import.PLQ,$A38-1,BB$15-1,1,1))))","v":0},{"$f":"IF(BC$13=\"\",0,CHOOSE(Detalhamento.OpçãoServiços,OFFSET(Import.PLQ,$A38-1,BC$15-1,1,1),IF(ISNUMBER(INDEX(Import.PLE,Detalhamento!$E38,Detalhamento!BC$15)),IF(INDEX(Import.PLE,Detalhamento!$E38,Detalhamento!BC$15)<=mediçao,OFFSET(Import.PLQ,$A38-1,BC$15-1,1,1),0),0),IF(ISNUMBER(INDEX(Import.PLE,Detalhamento!$E38,Detalhamento!BC$15)),IF(INDEX(Import.PLE,Detalhamento!$E38,Detalhamento!BC$15)<=mediçao,0,OFFSET(Import.PLQ,$A38-1,BC$15-1,1,1)),OFFSET(Import.PLQ,$A38-1,BC$15-1,1,1))))","v":0},{"$f":"IF(BD$13=\"\",0,CHOOSE(Detalhamento.OpçãoServiços,OFFSET(Import.PLQ,$A38-1,BD$15-1,1,1),IF(ISNUMBER(INDEX(Import.PLE,Detalhamento!$E38,Detalhamento!BD$15)),IF(INDEX(Import.PLE,Detalhamento!$E38,Detalhamento!BD$15)<=mediçao,OFFSET(Import.PLQ,$A38-1,BD$15-1,1,1),0),0),IF(ISNUMBER(INDEX(Import.PLE,Detalhamento!$E38,Detalhamento!BD$15)),IF(INDEX(Import.PLE,Detalhamento!$E38,Detalhamento!BD$15)<=mediçao,0,OFFSET(Import.PLQ,$A38-1,BD$15-1,1,1)),OFFSET(Import.PLQ,$A38-1,BD$15-1,1,1))))","v":0},{"$f":"IF(BE$13=\"\",0,CHOOSE(Detalhamento.OpçãoServiços,OFFSET(Import.PLQ,$A38-1,BE$15-1,1,1),IF(ISNUMBER(INDEX(Import.PLE,Detalhamento!$E38,Detalhamento!BE$15)),IF(INDEX(Import.PLE,Detalhamento!$E38,Detalhamento!BE$15)<=mediçao,OFFSET(Import.PLQ,$A38-1,BE$15-1,1,1),0),0),IF(ISNUMBER(INDEX(Import.PLE,Detalhamento!$E38,Detalhamento!BE$15)),IF(INDEX(Import.PLE,Detalhamento!$E38,Detalhamento!BE$15)<=mediçao,0,OFFSET(Import.PLQ,$A38-1,BE$15-1,1,1)),OFFSET(Import.PLQ,$A38-1,BE$15-1,1,1))))","v":0},{"$f":"IF(BF$13=\"\",0,CHOOSE(Detalhamento.OpçãoServiços,OFFSET(Import.PLQ,$A38-1,BF$15-1,1,1),IF(ISNUMBER(INDEX(Import.PLE,Detalhamento!$E38,Detalhamento!BF$15)),IF(INDEX(Import.PLE,Detalhamento!$E38,Detalhamento!BF$15)<=mediçao,OFFSET(Import.PLQ,$A38-1,BF$15-1,1,1),0),0),IF(ISNUMBER(INDEX(Import.PLE,Detalhamento!$E38,Detalhamento!BF$15)),IF(INDEX(Import.PLE,Detalhamento!$E38,Detalhamento!BF$15)<=mediçao,0,OFFSET(Import.PLQ,$A38-1,BF$15-1,1,1)),OFFSET(Import.PLQ,$A38-1,BF$15-1,1,1))))","v":0},{"$f":"IF(BG$13=\"\",0,CHOOSE(Detalhamento.OpçãoServiços,OFFSET(Import.PLQ,$A38-1,BG$15-1,1,1),IF(ISNUMBER(INDEX(Import.PLE,Detalhamento!$E38,Detalhamento!BG$15)),IF(INDEX(Import.PLE,Detalhamento!$E38,Detalhamento!BG$15)<=mediçao,OFFSET(Import.PLQ,$A38-1,BG$15-1,1,1),0),0),IF(ISNUMBER(INDEX(Import.PLE,Detalhamento!$E38,Detalhamento!BG$15)),IF(INDEX(Import.PLE,Detalhamento!$E38,Detalhamento!BG$15)<=mediçao,0,OFFSET(Import.PLQ,$A38-1,BG$15-1,1,1)),OFFSET(Import.PLQ,$A38-1,BG$15-1,1,1))))","v":0},{"$f":"IF(BH$13=\"\",0,CHOOSE(Detalhamento.OpçãoServiços,OFFSET(Import.PLQ,$A38-1,BH$15-1,1,1),IF(ISNUMBER(INDEX(Import.PLE,Detalhamento!$E38,Detalhamento!BH$15)),IF(INDEX(Import.PLE,Detalhamento!$E38,Detalhamento!BH$15)<=mediçao,OFFSET(Import.PLQ,$A38-1,BH$15-1,1,1),0),0),IF(ISNUMBER(INDEX(Import.PLE,Detalhamento!$E38,Detalhamento!BH$15)),IF(INDEX(Import.PLE,Detalhamento!$E38,Detalhamento!BH$15)<=mediçao,0,OFFSET(Import.PLQ,$A38-1,BH$15-1,1,1)),OFFSET(Import.PLQ,$A38-1,BH$15-1,1,1))))","v":0},{"$f":"IF(BI$13=\"\",0,CHOOSE(Detalhamento.OpçãoServiços,OFFSET(Import.PLQ,$A38-1,BI$15-1,1,1),IF(ISNUMBER(INDEX(Import.PLE,Detalhamento!$E38,Detalhamento!BI$15)),IF(INDEX(Import.PLE,Detalhamento!$E38,Detalhamento!BI$15)<=mediçao,OFFSET(Import.PLQ,$A38-1,BI$15-1,1,1),0),0),IF(ISNUMBER(INDEX(Import.PLE,Detalhamento!$E38,Detalhamento!BI$15)),IF(INDEX(Import.PLE,Detalhamento!$E38,Detalhamento!BI$15)<=mediçao,0,OFFSET(Import.PLQ,$A38-1,BI$15-1,1,1)),OFFSET(Import.PLQ,$A38-1,BI$15-1,1,1))))","v":0}]
[16,"Serviço",null,null,6,60016,{"$f":"OFFSET(LIorçamento,$A39-1,G$16,1,1)","v":"1.4.2."},"TRAMA DE AÇO COMPOSTA POR TERÇAS PARA TELHADOS DE ATÉ 2 ÁGUAS PARA TELHA METÁLICA, INCLUSO TRANSPORTE VERTICAL","M2",1129.73,null,{"$f":"IF(L$13=\"\",0,CHOOSE(Detalhamento.OpçãoServiços,OFFSET(Import.PLQ,$A39-1,L$15-1,1,1),IF(ISNUMBER(INDEX(Import.PLE,Detalhamento!$E39,Detalhamento!L$15)),IF(INDEX(Import.PLE,Detalhamento!$E39,Detalhamento!L$15)<=mediçao,OFFSET(Import.PLQ,$A39-1,L$15-1,1,1),0),0),IF(ISNUMBER(INDEX(Import.PLE,Detalhamento!$E39,Detalhamento!L$15)),IF(INDEX(Import.PLE,Detalhamento!$E39,Detalhamento!L$15)<=mediçao,0,OFFSET(Import.PLQ,$A39-1,L$15-1,1,1)),OFFSET(Import.PLQ,$A39-1,L$15-1,1,1))))","v":0},{"$f":"IF(M$13=\"\",0,CHOOSE(Detalhamento.OpçãoServiços,OFFSET(Import.PLQ,$A39-1,M$15-1,1,1),IF(ISNUMBER(INDEX(Import.PLE,Detalhamento!$E39,Detalhamento!M$15)),IF(INDEX(Import.PLE,Detalhamento!$E39,Detalhamento!M$15)<=mediçao,OFFSET(Import.PLQ,$A39-1,M$15-1,1,1),0),0),IF(ISNUMBER(INDEX(Import.PLE,Detalhamento!$E39,Detalhamento!M$15)),IF(INDEX(Import.PLE,Detalhamento!$E39,Detalhamento!M$15)<=mediçao,0,OFFSET(Import.PLQ,$A39-1,M$15-1,1,1)),OFFSET(Import.PLQ,$A39-1,M$15-1,1,1))))","v":0},{"$f":"IF(N$13=\"\",0,CHOOSE(Detalhamento.OpçãoServiços,OFFSET(Import.PLQ,$A39-1,N$15-1,1,1),IF(ISNUMBER(INDEX(Import.PLE,Detalhamento!$E39,Detalhamento!N$15)),IF(INDEX(Import.PLE,Detalhamento!$E39,Detalhamento!N$15)<=mediçao,OFFSET(Import.PLQ,$A39-1,N$15-1,1,1),0),0),IF(ISNUMBER(INDEX(Import.PLE,Detalhamento!$E39,Detalhamento!N$15)),IF(INDEX(Import.PLE,Detalhamento!$E39,Detalhamento!N$15)<=mediçao,0,OFFSET(Import.PLQ,$A39-1,N$15-1,1,1)),OFFSET(Import.PLQ,$A39-1,N$15-1,1,1))))","v":1129.73},{"$f":"IF(O$13=\"\",0,CHOOSE(Detalhamento.OpçãoServiços,OFFSET(Import.PLQ,$A39-1,O$15-1,1,1),IF(ISNUMBER(INDEX(Import.PLE,Detalhamento!$E39,Detalhamento!O$15)),IF(INDEX(Import.PLE,Detalhamento!$E39,Detalhamento!O$15)<=mediçao,OFFSET(Import.PLQ,$A39-1,O$15-1,1,1),0),0),IF(ISNUMBER(INDEX(Import.PLE,Detalhamento!$E39,Detalhamento!O$15)),IF(INDEX(Import.PLE,Detalhamento!$E39,Detalhamento!O$15)<=mediçao,0,OFFSET(Import.PLQ,$A39-1,O$15-1,1,1)),OFFSET(Import.PLQ,$A39-1,O$15-1,1,1))))","v":0},{"$f":"IF(P$13=\"\",0,CHOOSE(Detalhamento.OpçãoServiços,OFFSET(Import.PLQ,$A39-1,P$15-1,1,1),IF(ISNUMBER(INDEX(Import.PLE,Detalhamento!$E39,Detalhamento!P$15)),IF(INDEX(Import.PLE,Detalhamento!$E39,Detalhamento!P$15)<=mediçao,OFFSET(Import.PLQ,$A39-1,P$15-1,1,1),0),0),IF(ISNUMBER(INDEX(Import.PLE,Detalhamento!$E39,Detalhamento!P$15)),IF(INDEX(Import.PLE,Detalhamento!$E39,Detalhamento!P$15)<=mediçao,0,OFFSET(Import.PLQ,$A39-1,P$15-1,1,1)),OFFSET(Import.PLQ,$A39-1,P$15-1,1,1))))","v":0},{"$f":"IF(Q$13=\"\",0,CHOOSE(Detalhamento.OpçãoServiços,OFFSET(Import.PLQ,$A39-1,Q$15-1,1,1),IF(ISNUMBER(INDEX(Import.PLE,Detalhamento!$E39,Detalhamento!Q$15)),IF(INDEX(Import.PLE,Detalhamento!$E39,Detalhamento!Q$15)<=mediçao,OFFSET(Import.PLQ,$A39-1,Q$15-1,1,1),0),0),IF(ISNUMBER(INDEX(Import.PLE,Detalhamento!$E39,Detalhamento!Q$15)),IF(INDEX(Import.PLE,Detalhamento!$E39,Detalhamento!Q$15)<=mediçao,0,OFFSET(Import.PLQ,$A39-1,Q$15-1,1,1)),OFFSET(Import.PLQ,$A39-1,Q$15-1,1,1))))","v":0},{"$f":"IF(R$13=\"\",0,CHOOSE(Detalhamento.OpçãoServiços,OFFSET(Import.PLQ,$A39-1,R$15-1,1,1),IF(ISNUMBER(INDEX(Import.PLE,Detalhamento!$E39,Detalhamento!R$15)),IF(INDEX(Import.PLE,Detalhamento!$E39,Detalhamento!R$15)<=mediçao,OFFSET(Import.PLQ,$A39-1,R$15-1,1,1),0),0),IF(ISNUMBER(INDEX(Import.PLE,Detalhamento!$E39,Detalhamento!R$15)),IF(INDEX(Import.PLE,Detalhamento!$E39,Detalhamento!R$15)<=mediçao,0,OFFSET(Import.PLQ,$A39-1,R$15-1,1,1)),OFFSET(Import.PLQ,$A39-1,R$15-1,1,1))))","v":0},{"$f":"IF(S$13=\"\",0,CHOOSE(Detalhamento.OpçãoServiços,OFFSET(Import.PLQ,$A39-1,S$15-1,1,1),IF(ISNUMBER(INDEX(Import.PLE,Detalhamento!$E39,Detalhamento!S$15)),IF(INDEX(Import.PLE,Detalhamento!$E39,Detalhamento!S$15)<=mediçao,OFFSET(Import.PLQ,$A39-1,S$15-1,1,1),0),0),IF(ISNUMBER(INDEX(Import.PLE,Detalhamento!$E39,Detalhamento!S$15)),IF(INDEX(Import.PLE,Detalhamento!$E39,Detalhamento!S$15)<=mediçao,0,OFFSET(Import.PLQ,$A39-1,S$15-1,1,1)),OFFSET(Import.PLQ,$A39-1,S$15-1,1,1))))","v":0},{"$f":"IF(T$13=\"\",0,CHOOSE(Detalhamento.OpçãoServiços,OFFSET(Import.PLQ,$A39-1,T$15-1,1,1),IF(ISNUMBER(INDEX(Import.PLE,Detalhamento!$E39,Detalhamento!T$15)),IF(INDEX(Import.PLE,Detalhamento!$E39,Detalhamento!T$15)<=mediçao,OFFSET(Import.PLQ,$A39-1,T$15-1,1,1),0),0),IF(ISNUMBER(INDEX(Import.PLE,Detalhamento!$E39,Detalhamento!T$15)),IF(INDEX(Import.PLE,Detalhamento!$E39,Detalhamento!T$15)<=mediçao,0,OFFSET(Import.PLQ,$A39-1,T$15-1,1,1)),OFFSET(Import.PLQ,$A39-1,T$15-1,1,1))))","v":0},{"$f":"IF(U$13=\"\",0,CHOOSE(Detalhamento.OpçãoServiços,OFFSET(Import.PLQ,$A39-1,U$15-1,1,1),IF(ISNUMBER(INDEX(Import.PLE,Detalhamento!$E39,Detalhamento!U$15)),IF(INDEX(Import.PLE,Detalhamento!$E39,Detalhamento!U$15)<=mediçao,OFFSET(Import.PLQ,$A39-1,U$15-1,1,1),0),0),IF(ISNUMBER(INDEX(Import.PLE,Detalhamento!$E39,Detalhamento!U$15)),IF(INDEX(Import.PLE,Detalhamento!$E39,Detalhamento!U$15)<=mediçao,0,OFFSET(Import.PLQ,$A39-1,U$15-1,1,1)),OFFSET(Import.PLQ,$A39-1,U$15-1,1,1))))","v":0},{"$f":"IF(V$13=\"\",0,CHOOSE(Detalhamento.OpçãoServiços,OFFSET(Import.PLQ,$A39-1,V$15-1,1,1),IF(ISNUMBER(INDEX(Import.PLE,Detalhamento!$E39,Detalhamento!V$15)),IF(INDEX(Import.PLE,Detalhamento!$E39,Detalhamento!V$15)<=mediçao,OFFSET(Import.PLQ,$A39-1,V$15-1,1,1),0),0),IF(ISNUMBER(INDEX(Import.PLE,Detalhamento!$E39,Detalhamento!V$15)),IF(INDEX(Import.PLE,Detalhamento!$E39,Detalhamento!V$15)<=mediçao,0,OFFSET(Import.PLQ,$A39-1,V$15-1,1,1)),OFFSET(Import.PLQ,$A39-1,V$15-1,1,1))))","v":0},{"$f":"IF(W$13=\"\",0,CHOOSE(Detalhamento.OpçãoServiços,OFFSET(Import.PLQ,$A39-1,W$15-1,1,1),IF(ISNUMBER(INDEX(Import.PLE,Detalhamento!$E39,Detalhamento!W$15)),IF(INDEX(Import.PLE,Detalhamento!$E39,Detalhamento!W$15)<=mediçao,OFFSET(Import.PLQ,$A39-1,W$15-1,1,1),0),0),IF(ISNUMBER(INDEX(Import.PLE,Detalhamento!$E39,Detalhamento!W$15)),IF(INDEX(Import.PLE,Detalhamento!$E39,Detalhamento!W$15)<=mediçao,0,OFFSET(Import.PLQ,$A39-1,W$15-1,1,1)),OFFSET(Import.PLQ,$A39-1,W$15-1,1,1))))","v":0},{"$f":"IF(X$13=\"\",0,CHOOSE(Detalhamento.OpçãoServiços,OFFSET(Import.PLQ,$A39-1,X$15-1,1,1),IF(ISNUMBER(INDEX(Import.PLE,Detalhamento!$E39,Detalhamento!X$15)),IF(INDEX(Import.PLE,Detalhamento!$E39,Detalhamento!X$15)<=mediçao,OFFSET(Import.PLQ,$A39-1,X$15-1,1,1),0),0),IF(ISNUMBER(INDEX(Import.PLE,Detalhamento!$E39,Detalhamento!X$15)),IF(INDEX(Import.PLE,Detalhamento!$E39,Detalhamento!X$15)<=mediçao,0,OFFSET(Import.PLQ,$A39-1,X$15-1,1,1)),OFFSET(Import.PLQ,$A39-1,X$15-1,1,1))))","v":0},{"$f":"IF(Y$13=\"\",0,CHOOSE(Detalhamento.OpçãoServiços,OFFSET(Import.PLQ,$A39-1,Y$15-1,1,1),IF(ISNUMBER(INDEX(Import.PLE,Detalhamento!$E39,Detalhamento!Y$15)),IF(INDEX(Import.PLE,Detalhamento!$E39,Detalhamento!Y$15)<=mediçao,OFFSET(Import.PLQ,$A39-1,Y$15-1,1,1),0),0),IF(ISNUMBER(INDEX(Import.PLE,Detalhamento!$E39,Detalhamento!Y$15)),IF(INDEX(Import.PLE,Detalhamento!$E39,Detalhamento!Y$15)<=mediçao,0,OFFSET(Import.PLQ,$A39-1,Y$15-1,1,1)),OFFSET(Import.PLQ,$A39-1,Y$15-1,1,1))))","v":0},{"$f":"IF(Z$13=\"\",0,CHOOSE(Detalhamento.OpçãoServiços,OFFSET(Import.PLQ,$A39-1,Z$15-1,1,1),IF(ISNUMBER(INDEX(Import.PLE,Detalhamento!$E39,Detalhamento!Z$15)),IF(INDEX(Import.PLE,Detalhamento!$E39,Detalhamento!Z$15)<=mediçao,OFFSET(Import.PLQ,$A39-1,Z$15-1,1,1),0),0),IF(ISNUMBER(INDEX(Import.PLE,Detalhamento!$E39,Detalhamento!Z$15)),IF(INDEX(Import.PLE,Detalhamento!$E39,Detalhamento!Z$15)<=mediçao,0,OFFSET(Import.PLQ,$A39-1,Z$15-1,1,1)),OFFSET(Import.PLQ,$A39-1,Z$15-1,1,1))))","v":0},{"$f":"IF(AA$13=\"\",0,CHOOSE(Detalhamento.OpçãoServiços,OFFSET(Import.PLQ,$A39-1,AA$15-1,1,1),IF(ISNUMBER(INDEX(Import.PLE,Detalhamento!$E39,Detalhamento!AA$15)),IF(INDEX(Import.PLE,Detalhamento!$E39,Detalhamento!AA$15)<=mediçao,OFFSET(Import.PLQ,$A39-1,AA$15-1,1,1),0),0),IF(ISNUMBER(INDEX(Import.PLE,Detalhamento!$E39,Detalhamento!AA$15)),IF(INDEX(Import.PLE,Detalhamento!$E39,Detalhamento!AA$15)<=mediçao,0,OFFSET(Import.PLQ,$A39-1,AA$15-1,1,1)),OFFSET(Import.PLQ,$A39-1,AA$15-1,1,1))))","v":0},{"$f":"IF(AB$13=\"\",0,CHOOSE(Detalhamento.OpçãoServiços,OFFSET(Import.PLQ,$A39-1,AB$15-1,1,1),IF(ISNUMBER(INDEX(Import.PLE,Detalhamento!$E39,Detalhamento!AB$15)),IF(INDEX(Import.PLE,Detalhamento!$E39,Detalhamento!AB$15)<=mediçao,OFFSET(Import.PLQ,$A39-1,AB$15-1,1,1),0),0),IF(ISNUMBER(INDEX(Import.PLE,Detalhamento!$E39,Detalhamento!AB$15)),IF(INDEX(Import.PLE,Detalhamento!$E39,Detalhamento!AB$15)<=mediçao,0,OFFSET(Import.PLQ,$A39-1,AB$15-1,1,1)),OFFSET(Import.PLQ,$A39-1,AB$15-1,1,1))))","v":0},{"$f":"IF(AC$13=\"\",0,CHOOSE(Detalhamento.OpçãoServiços,OFFSET(Import.PLQ,$A39-1,AC$15-1,1,1),IF(ISNUMBER(INDEX(Import.PLE,Detalhamento!$E39,Detalhamento!AC$15)),IF(INDEX(Import.PLE,Detalhamento!$E39,Detalhamento!AC$15)<=mediçao,OFFSET(Import.PLQ,$A39-1,AC$15-1,1,1),0),0),IF(ISNUMBER(INDEX(Import.PLE,Detalhamento!$E39,Detalhamento!AC$15)),IF(INDEX(Import.PLE,Detalhamento!$E39,Detalhamento!AC$15)<=mediçao,0,OFFSET(Import.PLQ,$A39-1,AC$15-1,1,1)),OFFSET(Import.PLQ,$A39-1,AC$15-1,1,1))))","v":0},{"$f":"IF(AD$13=\"\",0,CHOOSE(Detalhamento.OpçãoServiços,OFFSET(Import.PLQ,$A39-1,AD$15-1,1,1),IF(ISNUMBER(INDEX(Import.PLE,Detalhamento!$E39,Detalhamento!AD$15)),IF(INDEX(Import.PLE,Detalhamento!$E39,Detalhamento!AD$15)<=mediçao,OFFSET(Import.PLQ,$A39-1,AD$15-1,1,1),0),0),IF(ISNUMBER(INDEX(Import.PLE,Detalhamento!$E39,Detalhamento!AD$15)),IF(INDEX(Import.PLE,Detalhamento!$E39,Detalhamento!AD$15)<=mediçao,0,OFFSET(Import.PLQ,$A39-1,AD$15-1,1,1)),OFFSET(Import.PLQ,$A39-1,AD$15-1,1,1))))","v":0},{"$f":"IF(AE$13=\"\",0,CHOOSE(Detalhamento.OpçãoServiços,OFFSET(Import.PLQ,$A39-1,AE$15-1,1,1),IF(ISNUMBER(INDEX(Import.PLE,Detalhamento!$E39,Detalhamento!AE$15)),IF(INDEX(Import.PLE,Detalhamento!$E39,Detalhamento!AE$15)<=mediçao,OFFSET(Import.PLQ,$A39-1,AE$15-1,1,1),0),0),IF(ISNUMBER(INDEX(Import.PLE,Detalhamento!$E39,Detalhamento!AE$15)),IF(INDEX(Import.PLE,Detalhamento!$E39,Detalhamento!AE$15)<=mediçao,0,OFFSET(Import.PLQ,$A39-1,AE$15-1,1,1)),OFFSET(Import.PLQ,$A39-1,AE$15-1,1,1))))","v":0},{"$f":"IF(AF$13=\"\",0,CHOOSE(Detalhamento.OpçãoServiços,OFFSET(Import.PLQ,$A39-1,AF$15-1,1,1),IF(ISNUMBER(INDEX(Import.PLE,Detalhamento!$E39,Detalhamento!AF$15)),IF(INDEX(Import.PLE,Detalhamento!$E39,Detalhamento!AF$15)<=mediçao,OFFSET(Import.PLQ,$A39-1,AF$15-1,1,1),0),0),IF(ISNUMBER(INDEX(Import.PLE,Detalhamento!$E39,Detalhamento!AF$15)),IF(INDEX(Import.PLE,Detalhamento!$E39,Detalhamento!AF$15)<=mediçao,0,OFFSET(Import.PLQ,$A39-1,AF$15-1,1,1)),OFFSET(Import.PLQ,$A39-1,AF$15-1,1,1))))","v":0},{"$f":"IF(AG$13=\"\",0,CHOOSE(Detalhamento.OpçãoServiços,OFFSET(Import.PLQ,$A39-1,AG$15-1,1,1),IF(ISNUMBER(INDEX(Import.PLE,Detalhamento!$E39,Detalhamento!AG$15)),IF(INDEX(Import.PLE,Detalhamento!$E39,Detalhamento!AG$15)<=mediçao,OFFSET(Import.PLQ,$A39-1,AG$15-1,1,1),0),0),IF(ISNUMBER(INDEX(Import.PLE,Detalhamento!$E39,Detalhamento!AG$15)),IF(INDEX(Import.PLE,Detalhamento!$E39,Detalhamento!AG$15)<=mediçao,0,OFFSET(Import.PLQ,$A39-1,AG$15-1,1,1)),OFFSET(Import.PLQ,$A39-1,AG$15-1,1,1))))","v":0},{"$f":"IF(AH$13=\"\",0,CHOOSE(Detalhamento.OpçãoServiços,OFFSET(Import.PLQ,$A39-1,AH$15-1,1,1),IF(ISNUMBER(INDEX(Import.PLE,Detalhamento!$E39,Detalhamento!AH$15)),IF(INDEX(Import.PLE,Detalhamento!$E39,Detalhamento!AH$15)<=mediçao,OFFSET(Import.PLQ,$A39-1,AH$15-1,1,1),0),0),IF(ISNUMBER(INDEX(Import.PLE,Detalhamento!$E39,Detalhamento!AH$15)),IF(INDEX(Import.PLE,Detalhamento!$E39,Detalhamento!AH$15)<=mediçao,0,OFFSET(Import.PLQ,$A39-1,AH$15-1,1,1)),OFFSET(Import.PLQ,$A39-1,AH$15-1,1,1))))","v":0},{"$f":"IF(AI$13=\"\",0,CHOOSE(Detalhamento.OpçãoServiços,OFFSET(Import.PLQ,$A39-1,AI$15-1,1,1),IF(ISNUMBER(INDEX(Import.PLE,Detalhamento!$E39,Detalhamento!AI$15)),IF(INDEX(Import.PLE,Detalhamento!$E39,Detalhamento!AI$15)<=mediçao,OFFSET(Import.PLQ,$A39-1,AI$15-1,1,1),0),0),IF(ISNUMBER(INDEX(Import.PLE,Detalhamento!$E39,Detalhamento!AI$15)),IF(INDEX(Import.PLE,Detalhamento!$E39,Detalhamento!AI$15)<=mediçao,0,OFFSET(Import.PLQ,$A39-1,AI$15-1,1,1)),OFFSET(Import.PLQ,$A39-1,AI$15-1,1,1))))","v":0},{"$f":"IF(AJ$13=\"\",0,CHOOSE(Detalhamento.OpçãoServiços,OFFSET(Import.PLQ,$A39-1,AJ$15-1,1,1),IF(ISNUMBER(INDEX(Import.PLE,Detalhamento!$E39,Detalhamento!AJ$15)),IF(INDEX(Import.PLE,Detalhamento!$E39,Detalhamento!AJ$15)<=mediçao,OFFSET(Import.PLQ,$A39-1,AJ$15-1,1,1),0),0),IF(ISNUMBER(INDEX(Import.PLE,Detalhamento!$E39,Detalhamento!AJ$15)),IF(INDEX(Import.PLE,Detalhamento!$E39,Detalhamento!AJ$15)<=mediçao,0,OFFSET(Import.PLQ,$A39-1,AJ$15-1,1,1)),OFFSET(Import.PLQ,$A39-1,AJ$15-1,1,1))))","v":0},{"$f":"IF(AK$13=\"\",0,CHOOSE(Detalhamento.OpçãoServiços,OFFSET(Import.PLQ,$A39-1,AK$15-1,1,1),IF(ISNUMBER(INDEX(Import.PLE,Detalhamento!$E39,Detalhamento!AK$15)),IF(INDEX(Import.PLE,Detalhamento!$E39,Detalhamento!AK$15)<=mediçao,OFFSET(Import.PLQ,$A39-1,AK$15-1,1,1),0),0),IF(ISNUMBER(INDEX(Import.PLE,Detalhamento!$E39,Detalhamento!AK$15)),IF(INDEX(Import.PLE,Detalhamento!$E39,Detalhamento!AK$15)<=mediçao,0,OFFSET(Import.PLQ,$A39-1,AK$15-1,1,1)),OFFSET(Import.PLQ,$A39-1,AK$15-1,1,1))))","v":0},{"$f":"IF(AL$13=\"\",0,CHOOSE(Detalhamento.OpçãoServiços,OFFSET(Import.PLQ,$A39-1,AL$15-1,1,1),IF(ISNUMBER(INDEX(Import.PLE,Detalhamento!$E39,Detalhamento!AL$15)),IF(INDEX(Import.PLE,Detalhamento!$E39,Detalhamento!AL$15)<=mediçao,OFFSET(Import.PLQ,$A39-1,AL$15-1,1,1),0),0),IF(ISNUMBER(INDEX(Import.PLE,Detalhamento!$E39,Detalhamento!AL$15)),IF(INDEX(Import.PLE,Detalhamento!$E39,Detalhamento!AL$15)<=mediçao,0,OFFSET(Import.PLQ,$A39-1,AL$15-1,1,1)),OFFSET(Import.PLQ,$A39-1,AL$15-1,1,1))))","v":0},{"$f":"IF(AM$13=\"\",0,CHOOSE(Detalhamento.OpçãoServiços,OFFSET(Import.PLQ,$A39-1,AM$15-1,1,1),IF(ISNUMBER(INDEX(Import.PLE,Detalhamento!$E39,Detalhamento!AM$15)),IF(INDEX(Import.PLE,Detalhamento!$E39,Detalhamento!AM$15)<=mediçao,OFFSET(Import.PLQ,$A39-1,AM$15-1,1,1),0),0),IF(ISNUMBER(INDEX(Import.PLE,Detalhamento!$E39,Detalhamento!AM$15)),IF(INDEX(Import.PLE,Detalhamento!$E39,Detalhamento!AM$15)<=mediçao,0,OFFSET(Import.PLQ,$A39-1,AM$15-1,1,1)),OFFSET(Import.PLQ,$A39-1,AM$15-1,1,1))))","v":0},{"$f":"IF(AN$13=\"\",0,CHOOSE(Detalhamento.OpçãoServiços,OFFSET(Import.PLQ,$A39-1,AN$15-1,1,1),IF(ISNUMBER(INDEX(Import.PLE,Detalhamento!$E39,Detalhamento!AN$15)),IF(INDEX(Import.PLE,Detalhamento!$E39,Detalhamento!AN$15)<=mediçao,OFFSET(Import.PLQ,$A39-1,AN$15-1,1,1),0),0),IF(ISNUMBER(INDEX(Import.PLE,Detalhamento!$E39,Detalhamento!AN$15)),IF(INDEX(Import.PLE,Detalhamento!$E39,Detalhamento!AN$15)<=mediçao,0,OFFSET(Import.PLQ,$A39-1,AN$15-1,1,1)),OFFSET(Import.PLQ,$A39-1,AN$15-1,1,1))))","v":0},{"$f":"IF(AO$13=\"\",0,CHOOSE(Detalhamento.OpçãoServiços,OFFSET(Import.PLQ,$A39-1,AO$15-1,1,1),IF(ISNUMBER(INDEX(Import.PLE,Detalhamento!$E39,Detalhamento!AO$15)),IF(INDEX(Import.PLE,Detalhamento!$E39,Detalhamento!AO$15)<=mediçao,OFFSET(Import.PLQ,$A39-1,AO$15-1,1,1),0),0),IF(ISNUMBER(INDEX(Import.PLE,Detalhamento!$E39,Detalhamento!AO$15)),IF(INDEX(Import.PLE,Detalhamento!$E39,Detalhamento!AO$15)<=mediçao,0,OFFSET(Import.PLQ,$A39-1,AO$15-1,1,1)),OFFSET(Import.PLQ,$A39-1,AO$15-1,1,1))))","v":0},{"$f":"IF(AP$13=\"\",0,CHOOSE(Detalhamento.OpçãoServiços,OFFSET(Import.PLQ,$A39-1,AP$15-1,1,1),IF(ISNUMBER(INDEX(Import.PLE,Detalhamento!$E39,Detalhamento!AP$15)),IF(INDEX(Import.PLE,Detalhamento!$E39,Detalhamento!AP$15)<=mediçao,OFFSET(Import.PLQ,$A39-1,AP$15-1,1,1),0),0),IF(ISNUMBER(INDEX(Import.PLE,Detalhamento!$E39,Detalhamento!AP$15)),IF(INDEX(Import.PLE,Detalhamento!$E39,Detalhamento!AP$15)<=mediçao,0,OFFSET(Import.PLQ,$A39-1,AP$15-1,1,1)),OFFSET(Import.PLQ,$A39-1,AP$15-1,1,1))))","v":0},{"$f":"IF(AQ$13=\"\",0,CHOOSE(Detalhamento.OpçãoServiços,OFFSET(Import.PLQ,$A39-1,AQ$15-1,1,1),IF(ISNUMBER(INDEX(Import.PLE,Detalhamento!$E39,Detalhamento!AQ$15)),IF(INDEX(Import.PLE,Detalhamento!$E39,Detalhamento!AQ$15)<=mediçao,OFFSET(Import.PLQ,$A39-1,AQ$15-1,1,1),0),0),IF(ISNUMBER(INDEX(Import.PLE,Detalhamento!$E39,Detalhamento!AQ$15)),IF(INDEX(Import.PLE,Detalhamento!$E39,Detalhamento!AQ$15)<=mediçao,0,OFFSET(Import.PLQ,$A39-1,AQ$15-1,1,1)),OFFSET(Import.PLQ,$A39-1,AQ$15-1,1,1))))","v":0},{"$f":"IF(AR$13=\"\",0,CHOOSE(Detalhamento.OpçãoServiços,OFFSET(Import.PLQ,$A39-1,AR$15-1,1,1),IF(ISNUMBER(INDEX(Import.PLE,Detalhamento!$E39,Detalhamento!AR$15)),IF(INDEX(Import.PLE,Detalhamento!$E39,Detalhamento!AR$15)<=mediçao,OFFSET(Import.PLQ,$A39-1,AR$15-1,1,1),0),0),IF(ISNUMBER(INDEX(Import.PLE,Detalhamento!$E39,Detalhamento!AR$15)),IF(INDEX(Import.PLE,Detalhamento!$E39,Detalhamento!AR$15)<=mediçao,0,OFFSET(Import.PLQ,$A39-1,AR$15-1,1,1)),OFFSET(Import.PLQ,$A39-1,AR$15-1,1,1))))","v":0},{"$f":"IF(AS$13=\"\",0,CHOOSE(Detalhamento.OpçãoServiços,OFFSET(Import.PLQ,$A39-1,AS$15-1,1,1),IF(ISNUMBER(INDEX(Import.PLE,Detalhamento!$E39,Detalhamento!AS$15)),IF(INDEX(Import.PLE,Detalhamento!$E39,Detalhamento!AS$15)<=mediçao,OFFSET(Import.PLQ,$A39-1,AS$15-1,1,1),0),0),IF(ISNUMBER(INDEX(Import.PLE,Detalhamento!$E39,Detalhamento!AS$15)),IF(INDEX(Import.PLE,Detalhamento!$E39,Detalhamento!AS$15)<=mediçao,0,OFFSET(Import.PLQ,$A39-1,AS$15-1,1,1)),OFFSET(Import.PLQ,$A39-1,AS$15-1,1,1))))","v":0},{"$f":"IF(AT$13=\"\",0,CHOOSE(Detalhamento.OpçãoServiços,OFFSET(Import.PLQ,$A39-1,AT$15-1,1,1),IF(ISNUMBER(INDEX(Import.PLE,Detalhamento!$E39,Detalhamento!AT$15)),IF(INDEX(Import.PLE,Detalhamento!$E39,Detalhamento!AT$15)<=mediçao,OFFSET(Import.PLQ,$A39-1,AT$15-1,1,1),0),0),IF(ISNUMBER(INDEX(Import.PLE,Detalhamento!$E39,Detalhamento!AT$15)),IF(INDEX(Import.PLE,Detalhamento!$E39,Detalhamento!AT$15)<=mediçao,0,OFFSET(Import.PLQ,$A39-1,AT$15-1,1,1)),OFFSET(Import.PLQ,$A39-1,AT$15-1,1,1))))","v":0},{"$f":"IF(AU$13=\"\",0,CHOOSE(Detalhamento.OpçãoServiços,OFFSET(Import.PLQ,$A39-1,AU$15-1,1,1),IF(ISNUMBER(INDEX(Import.PLE,Detalhamento!$E39,Detalhamento!AU$15)),IF(INDEX(Import.PLE,Detalhamento!$E39,Detalhamento!AU$15)<=mediçao,OFFSET(Import.PLQ,$A39-1,AU$15-1,1,1),0),0),IF(ISNUMBER(INDEX(Import.PLE,Detalhamento!$E39,Detalhamento!AU$15)),IF(INDEX(Import.PLE,Detalhamento!$E39,Detalhamento!AU$15)<=mediçao,0,OFFSET(Import.PLQ,$A39-1,AU$15-1,1,1)),OFFSET(Import.PLQ,$A39-1,AU$15-1,1,1))))","v":0},{"$f":"IF(AV$13=\"\",0,CHOOSE(Detalhamento.OpçãoServiços,OFFSET(Import.PLQ,$A39-1,AV$15-1,1,1),IF(ISNUMBER(INDEX(Import.PLE,Detalhamento!$E39,Detalhamento!AV$15)),IF(INDEX(Import.PLE,Detalhamento!$E39,Detalhamento!AV$15)<=mediçao,OFFSET(Import.PLQ,$A39-1,AV$15-1,1,1),0),0),IF(ISNUMBER(INDEX(Import.PLE,Detalhamento!$E39,Detalhamento!AV$15)),IF(INDEX(Import.PLE,Detalhamento!$E39,Detalhamento!AV$15)<=mediçao,0,OFFSET(Import.PLQ,$A39-1,AV$15-1,1,1)),OFFSET(Import.PLQ,$A39-1,AV$15-1,1,1))))","v":0},{"$f":"IF(AW$13=\"\",0,CHOOSE(Detalhamento.OpçãoServiços,OFFSET(Import.PLQ,$A39-1,AW$15-1,1,1),IF(ISNUMBER(INDEX(Import.PLE,Detalhamento!$E39,Detalhamento!AW$15)),IF(INDEX(Import.PLE,Detalhamento!$E39,Detalhamento!AW$15)<=mediçao,OFFSET(Import.PLQ,$A39-1,AW$15-1,1,1),0),0),IF(ISNUMBER(INDEX(Import.PLE,Detalhamento!$E39,Detalhamento!AW$15)),IF(INDEX(Import.PLE,Detalhamento!$E39,Detalhamento!AW$15)<=mediçao,0,OFFSET(Import.PLQ,$A39-1,AW$15-1,1,1)),OFFSET(Import.PLQ,$A39-1,AW$15-1,1,1))))","v":0},{"$f":"IF(AX$13=\"\",0,CHOOSE(Detalhamento.OpçãoServiços,OFFSET(Import.PLQ,$A39-1,AX$15-1,1,1),IF(ISNUMBER(INDEX(Import.PLE,Detalhamento!$E39,Detalhamento!AX$15)),IF(INDEX(Import.PLE,Detalhamento!$E39,Detalhamento!AX$15)<=mediçao,OFFSET(Import.PLQ,$A39-1,AX$15-1,1,1),0),0),IF(ISNUMBER(INDEX(Import.PLE,Detalhamento!$E39,Detalhamento!AX$15)),IF(INDEX(Import.PLE,Detalhamento!$E39,Detalhamento!AX$15)<=mediçao,0,OFFSET(Import.PLQ,$A39-1,AX$15-1,1,1)),OFFSET(Import.PLQ,$A39-1,AX$15-1,1,1))))","v":0},{"$f":"IF(AY$13=\"\",0,CHOOSE(Detalhamento.OpçãoServiços,OFFSET(Import.PLQ,$A39-1,AY$15-1,1,1),IF(ISNUMBER(INDEX(Import.PLE,Detalhamento!$E39,Detalhamento!AY$15)),IF(INDEX(Import.PLE,Detalhamento!$E39,Detalhamento!AY$15)<=mediçao,OFFSET(Import.PLQ,$A39-1,AY$15-1,1,1),0),0),IF(ISNUMBER(INDEX(Import.PLE,Detalhamento!$E39,Detalhamento!AY$15)),IF(INDEX(Import.PLE,Detalhamento!$E39,Detalhamento!AY$15)<=mediçao,0,OFFSET(Import.PLQ,$A39-1,AY$15-1,1,1)),OFFSET(Import.PLQ,$A39-1,AY$15-1,1,1))))","v":0},{"$f":"IF(AZ$13=\"\",0,CHOOSE(Detalhamento.OpçãoServiços,OFFSET(Import.PLQ,$A39-1,AZ$15-1,1,1),IF(ISNUMBER(INDEX(Import.PLE,Detalhamento!$E39,Detalhamento!AZ$15)),IF(INDEX(Import.PLE,Detalhamento!$E39,Detalhamento!AZ$15)<=mediçao,OFFSET(Import.PLQ,$A39-1,AZ$15-1,1,1),0),0),IF(ISNUMBER(INDEX(Import.PLE,Detalhamento!$E39,Detalhamento!AZ$15)),IF(INDEX(Import.PLE,Detalhamento!$E39,Detalhamento!AZ$15)<=mediçao,0,OFFSET(Import.PLQ,$A39-1,AZ$15-1,1,1)),OFFSET(Import.PLQ,$A39-1,AZ$15-1,1,1))))","v":0},{"$f":"IF(BA$13=\"\",0,CHOOSE(Detalhamento.OpçãoServiços,OFFSET(Import.PLQ,$A39-1,BA$15-1,1,1),IF(ISNUMBER(INDEX(Import.PLE,Detalhamento!$E39,Detalhamento!BA$15)),IF(INDEX(Import.PLE,Detalhamento!$E39,Detalhamento!BA$15)<=mediçao,OFFSET(Import.PLQ,$A39-1,BA$15-1,1,1),0),0),IF(ISNUMBER(INDEX(Import.PLE,Detalhamento!$E39,Detalhamento!BA$15)),IF(INDEX(Import.PLE,Detalhamento!$E39,Detalhamento!BA$15)<=mediçao,0,OFFSET(Import.PLQ,$A39-1,BA$15-1,1,1)),OFFSET(Import.PLQ,$A39-1,BA$15-1,1,1))))","v":0},{"$f":"IF(BB$13=\"\",0,CHOOSE(Detalhamento.OpçãoServiços,OFFSET(Import.PLQ,$A39-1,BB$15-1,1,1),IF(ISNUMBER(INDEX(Import.PLE,Detalhamento!$E39,Detalhamento!BB$15)),IF(INDEX(Import.PLE,Detalhamento!$E39,Detalhamento!BB$15)<=mediçao,OFFSET(Import.PLQ,$A39-1,BB$15-1,1,1),0),0),IF(ISNUMBER(INDEX(Import.PLE,Detalhamento!$E39,Detalhamento!BB$15)),IF(INDEX(Import.PLE,Detalhamento!$E39,Detalhamento!BB$15)<=mediçao,0,OFFSET(Import.PLQ,$A39-1,BB$15-1,1,1)),OFFSET(Import.PLQ,$A39-1,BB$15-1,1,1))))","v":0},{"$f":"IF(BC$13=\"\",0,CHOOSE(Detalhamento.OpçãoServiços,OFFSET(Import.PLQ,$A39-1,BC$15-1,1,1),IF(ISNUMBER(INDEX(Import.PLE,Detalhamento!$E39,Detalhamento!BC$15)),IF(INDEX(Import.PLE,Detalhamento!$E39,Detalhamento!BC$15)<=mediçao,OFFSET(Import.PLQ,$A39-1,BC$15-1,1,1),0),0),IF(ISNUMBER(INDEX(Import.PLE,Detalhamento!$E39,Detalhamento!BC$15)),IF(INDEX(Import.PLE,Detalhamento!$E39,Detalhamento!BC$15)<=mediçao,0,OFFSET(Import.PLQ,$A39-1,BC$15-1,1,1)),OFFSET(Import.PLQ,$A39-1,BC$15-1,1,1))))","v":0},{"$f":"IF(BD$13=\"\",0,CHOOSE(Detalhamento.OpçãoServiços,OFFSET(Import.PLQ,$A39-1,BD$15-1,1,1),IF(ISNUMBER(INDEX(Import.PLE,Detalhamento!$E39,Detalhamento!BD$15)),IF(INDEX(Import.PLE,Detalhamento!$E39,Detalhamento!BD$15)<=mediçao,OFFSET(Import.PLQ,$A39-1,BD$15-1,1,1),0),0),IF(ISNUMBER(INDEX(Import.PLE,Detalhamento!$E39,Detalhamento!BD$15)),IF(INDEX(Import.PLE,Detalhamento!$E39,Detalhamento!BD$15)<=mediçao,0,OFFSET(Import.PLQ,$A39-1,BD$15-1,1,1)),OFFSET(Import.PLQ,$A39-1,BD$15-1,1,1))))","v":0},{"$f":"IF(BE$13=\"\",0,CHOOSE(Detalhamento.OpçãoServiços,OFFSET(Import.PLQ,$A39-1,BE$15-1,1,1),IF(ISNUMBER(INDEX(Import.PLE,Detalhamento!$E39,Detalhamento!BE$15)),IF(INDEX(Import.PLE,Detalhamento!$E39,Detalhamento!BE$15)<=mediçao,OFFSET(Import.PLQ,$A39-1,BE$15-1,1,1),0),0),IF(ISNUMBER(INDEX(Import.PLE,Detalhamento!$E39,Detalhamento!BE$15)),IF(INDEX(Import.PLE,Detalhamento!$E39,Detalhamento!BE$15)<=mediçao,0,OFFSET(Import.PLQ,$A39-1,BE$15-1,1,1)),OFFSET(Import.PLQ,$A39-1,BE$15-1,1,1))))","v":0},{"$f":"IF(BF$13=\"\",0,CHOOSE(Detalhamento.OpçãoServiços,OFFSET(Import.PLQ,$A39-1,BF$15-1,1,1),IF(ISNUMBER(INDEX(Import.PLE,Detalhamento!$E39,Detalhamento!BF$15)),IF(INDEX(Import.PLE,Detalhamento!$E39,Detalhamento!BF$15)<=mediçao,OFFSET(Import.PLQ,$A39-1,BF$15-1,1,1),0),0),IF(ISNUMBER(INDEX(Import.PLE,Detalhamento!$E39,Detalhamento!BF$15)),IF(INDEX(Import.PLE,Detalhamento!$E39,Detalhamento!BF$15)<=mediçao,0,OFFSET(Import.PLQ,$A39-1,BF$15-1,1,1)),OFFSET(Import.PLQ,$A39-1,BF$15-1,1,1))))","v":0},{"$f":"IF(BG$13=\"\",0,CHOOSE(Detalhamento.OpçãoServiços,OFFSET(Import.PLQ,$A39-1,BG$15-1,1,1),IF(ISNUMBER(INDEX(Import.PLE,Detalhamento!$E39,Detalhamento!BG$15)),IF(INDEX(Import.PLE,Detalhamento!$E39,Detalhamento!BG$15)<=mediçao,OFFSET(Import.PLQ,$A39-1,BG$15-1,1,1),0),0),IF(ISNUMBER(INDEX(Import.PLE,Detalhamento!$E39,Detalhamento!BG$15)),IF(INDEX(Import.PLE,Detalhamento!$E39,Detalhamento!BG$15)<=mediçao,0,OFFSET(Import.PLQ,$A39-1,BG$15-1,1,1)),OFFSET(Import.PLQ,$A39-1,BG$15-1,1,1))))","v":0},{"$f":"IF(BH$13=\"\",0,CHOOSE(Detalhamento.OpçãoServiços,OFFSET(Import.PLQ,$A39-1,BH$15-1,1,1),IF(ISNUMBER(INDEX(Import.PLE,Detalhamento!$E39,Detalhamento!BH$15)),IF(INDEX(Import.PLE,Detalhamento!$E39,Detalhamento!BH$15)<=mediçao,OFFSET(Import.PLQ,$A39-1,BH$15-1,1,1),0),0),IF(ISNUMBER(INDEX(Import.PLE,Detalhamento!$E39,Detalhamento!BH$15)),IF(INDEX(Import.PLE,Detalhamento!$E39,Detalhamento!BH$15)<=mediçao,0,OFFSET(Import.PLQ,$A39-1,BH$15-1,1,1)),OFFSET(Import.PLQ,$A39-1,BH$15-1,1,1))))","v":0},{"$f":"IF(BI$13=\"\",0,CHOOSE(Detalhamento.OpçãoServiços,OFFSET(Import.PLQ,$A39-1,BI$15-1,1,1),IF(ISNUMBER(INDEX(Import.PLE,Detalhamento!$E39,Detalhamento!BI$15)),IF(INDEX(Import.PLE,Detalhamento!$E39,Detalhamento!BI$15)<=mediçao,OFFSET(Import.PLQ,$A39-1,BI$15-1,1,1),0),0),IF(ISNUMBER(INDEX(Import.PLE,Detalhamento!$E39,Detalhamento!BI$15)),IF(INDEX(Import.PLE,Detalhamento!$E39,Detalhamento!BI$15)<=mediçao,0,OFFSET(Import.PLQ,$A39-1,BI$15-1,1,1)),OFFSET(Import.PLQ,$A39-1,BI$15-1,1,1))))","v":0}]
[24,"Nível",null,null,10,0,"1.6.","PINTURA","","",null,{"$f":"IF(L$13=\"\",0,CHOOSE(Detalhamento.OpçãoServiços,OFFSET(Import.PLQ,$A40-1,L$15-1,1,1),IF(ISNUMBER(INDEX(Import.PLE,Detalhamento!$E40,Detalhamento!L$15)),IF(INDEX(Import.PLE,Detalhamento!$E40,Detalhamento!L$15)<=mediçao,OFFSET(Import.PLQ,$A40-1,L$15-1,1,1),0),0),IF(ISNUMBER(INDEX(Import.PLE,Detalhamento!$E40,Detalhamento!L$15)),IF(INDEX(Import.PLE,Detalhamento!$E40,Detalhamento!L$15)<=mediçao,0,OFFSET(Import.PLQ,$A40-1,L$15-1,1,1)),OFFSET(Import.PLQ,$A40-1,L$15-1,1,1))))","v":0},{"$f":"IF(M$13=\"\",0,CHOOSE(Detalhamento.OpçãoServiços,OFFSET(Import.PLQ,$A40-1,M$15-1,1,1),IF(ISNUMBER(INDEX(Import.PLE,Detalhamento!$E40,Detalhamento!M$15)),IF(INDEX(Import.PLE,Detalhamento!$E40,Detalhamento!M$15)<=mediçao,OFFSET(Import.PLQ,$A40-1,M$15-1,1,1),0),0),IF(ISNUMBER(INDEX(Import.PLE,Detalhamento!$E40,Detalhamento!M$15)),IF(INDEX(Import.PLE,Detalhamento!$E40,Detalhamento!M$15)<=mediçao,0,OFFSET(Import.PLQ,$A40-1,M$15-1,1,1)),OFFSET(Import.PLQ,$A40-1,M$15-1,1,1))))","v":0},{"$f":"IF(N$13=\"\",0,CHOOSE(Detalhamento.OpçãoServiços,OFFSET(Import.PLQ,$A40-1,N$15-1,1,1),IF(ISNUMBER(INDEX(Import.PLE,Detalhamento!$E40,Detalhamento!N$15)),IF(INDEX(Import.PLE,Detalhamento!$E40,Detalhamento!N$15)<=mediçao,OFFSET(Import.PLQ,$A40-1,N$15-1,1,1),0),0),IF(ISNUMBER(INDEX(Import.PLE,Detalhamento!$E40,Detalhamento!N$15)),IF(INDEX(Import.PLE,Detalhamento!$E40,Detalhamento!N$15)<=mediçao,0,OFFSET(Import.PLQ,$A40-1,N$15-1,1,1)),OFFSET(Import.PLQ,$A40-1,N$15-1,1,1))))","v":0},{"$f":"IF(O$13=\"\",0,CHOOSE(Detalhamento.OpçãoServiços,OFFSET(Import.PLQ,$A40-1,O$15-1,1,1),IF(ISNUMBER(INDEX(Import.PLE,Detalhamento!$E40,Detalhamento!O$15)),IF(INDEX(Import.PLE,Detalhamento!$E40,Detalhamento!O$15)<=mediçao,OFFSET(Import.PLQ,$A40-1,O$15-1,1,1),0),0),IF(ISNUMBER(INDEX(Import.PLE,Detalhamento!$E40,Detalhamento!O$15)),IF(INDEX(Import.PLE,Detalhamento!$E40,Detalhamento!O$15)<=mediçao,0,OFFSET(Import.PLQ,$A40-1,O$15-1,1,1)),OFFSET(Import.PLQ,$A40-1,O$15-1,1,1))))","v":0},{"$f":"IF(P$13=\"\",0,CHOOSE(Detalhamento.OpçãoServiços,OFFSET(Import.PLQ,$A40-1,P$15-1,1,1),IF(ISNUMBER(INDEX(Import.PLE,Detalhamento!$E40,Detalhamento!P$15)),IF(INDEX(Import.PLE,Detalhamento!$E40,Detalhamento!P$15)<=mediçao,OFFSET(Import.PLQ,$A40-1,P$15-1,1,1),0),0),IF(ISNUMBER(INDEX(Import.PLE,Detalhamento!$E40,Detalhamento!P$15)),IF(INDEX(Import.PLE,Detalhamento!$E40,Detalhamento!P$15)<=mediçao,0,OFFSET(Import.PLQ,$A40-1,P$15-1,1,1)),OFFSET(Import.PLQ,$A40-1,P$15-1,1,1))))","v":0},{"$f":"IF(Q$13=\"\",0,CHOOSE(Detalhamento.OpçãoServiços,OFFSET(Import.PLQ,$A40-1,Q$15-1,1,1),IF(ISNUMBER(INDEX(Import.PLE,Detalhamento!$E40,Detalhamento!Q$15)),IF(INDEX(Import.PLE,Detalhamento!$E40,Detalhamento!Q$15)<=mediçao,OFFSET(Import.PLQ,$A40-1,Q$15-1,1,1),0),0),IF(ISNUMBER(INDEX(Import.PLE,Detalhamento!$E40,Detalhamento!Q$15)),IF(INDEX(Import.PLE,Detalhamento!$E40,Detalhamento!Q$15)<=mediçao,0,OFFSET(Import.PLQ,$A40-1,Q$15-1,1,1)),OFFSET(Import.PLQ,$A40-1,Q$15-1,1,1))))","v":0},{"$f":"IF(R$13=\"\",0,CHOOSE(Detalhamento.OpçãoServiços,OFFSET(Import.PLQ,$A40-1,R$15-1,1,1),IF(ISNUMBER(INDEX(Import.PLE,Detalhamento!$E40,Detalhamento!R$15)),IF(INDEX(Import.PLE,Detalhamento!$E40,Detalhamento!R$15)<=mediçao,OFFSET(Import.PLQ,$A40-1,R$15-1,1,1),0),0),IF(ISNUMBER(INDEX(Import.PLE,Detalhamento!$E40,Detalhamento!R$15)),IF(INDEX(Import.PLE,Detalhamento!$E40,Detalhamento!R$15)<=mediçao,0,OFFSET(Import.PLQ,$A40-1,R$15-1,1,1)),OFFSET(Import.PLQ,$A40-1,R$15-1,1,1))))","v":0},{"$f":"IF(S$13=\"\",0,CHOOSE(Detalhamento.OpçãoServiços,OFFSET(Import.PLQ,$A40-1,S$15-1,1,1),IF(ISNUMBER(INDEX(Import.PLE,Detalhamento!$E40,Detalhamento!S$15)),IF(INDEX(Import.PLE,Detalhamento!$E40,Detalhamento!S$15)<=mediçao,OFFSET(Import.PLQ,$A40-1,S$15-1,1,1),0),0),IF(ISNUMBER(INDEX(Import.PLE,Detalhamento!$E40,Detalhamento!S$15)),IF(INDEX(Import.PLE,Detalhamento!$E40,Detalhamento!S$15)<=mediçao,0,OFFSET(Import.PLQ,$A40-1,S$15-1,1,1)),OFFSET(Import.PLQ,$A40-1,S$15-1,1,1))))","v":0},{"$f":"IF(T$13=\"\",0,CHOOSE(Detalhamento.OpçãoServiços,OFFSET(Import.PLQ,$A40-1,T$15-1,1,1),IF(ISNUMBER(INDEX(Import.PLE,Detalhamento!$E40,Detalhamento!T$15)),IF(INDEX(Import.PLE,Detalhamento!$E40,Detalhamento!T$15)<=mediçao,OFFSET(Import.PLQ,$A40-1,T$15-1,1,1),0),0),IF(ISNUMBER(INDEX(Import.PLE,Detalhamento!$E40,Detalhamento!T$15)),IF(INDEX(Import.PLE,Detalhamento!$E40,Detalhamento!T$15)<=mediçao,0,OFFSET(Import.PLQ,$A40-1,T$15-1,1,1)),OFFSET(Import.PLQ,$A40-1,T$15-1,1,1))))","v":0},{"$f":"IF(U$13=\"\",0,CHOOSE(Detalhamento.OpçãoServiços,OFFSET(Import.PLQ,$A40-1,U$15-1,1,1),IF(ISNUMBER(INDEX(Import.PLE,Detalhamento!$E40,Detalhamento!U$15)),IF(INDEX(Import.PLE,Detalhamento!$E40,Detalhamento!U$15)<=mediçao,OFFSET(Import.PLQ,$A40-1,U$15-1,1,1),0),0),IF(ISNUMBER(INDEX(Import.PLE,Detalhamento!$E40,Detalhamento!U$15)),IF(INDEX(Import.PLE,Detalhamento!$E40,Detalhamento!U$15)<=mediçao,0,OFFSET(Import.PLQ,$A40-1,U$15-1,1,1)),OFFSET(Import.PLQ,$A40-1,U$15-1,1,1))))","v":0},{"$f":"IF(V$13=\"\",0,CHOOSE(Detalhamento.OpçãoServiços,OFFSET(Import.PLQ,$A40-1,V$15-1,1,1),IF(ISNUMBER(INDEX(Import.PLE,Detalhamento!$E40,Detalhamento!V$15)),IF(INDEX(Import.PLE,Detalhamento!$E40,Detalhamento!V$15)<=mediçao,OFFSET(Import.PLQ,$A40-1,V$15-1,1,1),0),0),IF(ISNUMBER(INDEX(Import.PLE,Detalhamento!$E40,Detalhamento!V$15)),IF(INDEX(Import.PLE,Detalhamento!$E40,Detalhamento!V$15)<=mediçao,0,OFFSET(Import.PLQ,$A40-1,V$15-1,1,1)),OFFSET(Import.PLQ,$A40-1,V$15-1,1,1))))","v":0},{"$f":"IF(W$13=\"\",0,CHOOSE(Detalhamento.OpçãoServiços,OFFSET(Import.PLQ,$A40-1,W$15-1,1,1),IF(ISNUMBER(INDEX(Import.PLE,Detalhamento!$E40,Detalhamento!W$15)),IF(INDEX(Import.PLE,Detalhamento!$E40,Detalhamento!W$15)<=mediçao,OFFSET(Import.PLQ,$A40-1,W$15-1,1,1),0),0),IF(ISNUMBER(INDEX(Import.PLE,Detalhamento!$E40,Detalhamento!W$15)),IF(INDEX(Import.PLE,Detalhamento!$E40,Detalhamento!W$15)<=mediçao,0,OFFSET(Import.PLQ,$A40-1,W$15-1,1,1)),OFFSET(Import.PLQ,$A40-1,W$15-1,1,1))))","v":0},{"$f":"IF(X$13=\"\",0,CHOOSE(Detalhamento.OpçãoServiços,OFFSET(Import.PLQ,$A40-1,X$15-1,1,1),IF(ISNUMBER(INDEX(Import.PLE,Detalhamento!$E40,Detalhamento!X$15)),IF(INDEX(Import.PLE,Detalhamento!$E40,Detalhamento!X$15)<=mediçao,OFFSET(Import.PLQ,$A40-1,X$15-1,1,1),0),0),IF(ISNUMBER(INDEX(Import.PLE,Detalhamento!$E40,Detalhamento!X$15)),IF(INDEX(Import.PLE,Detalhamento!$E40,Detalhamento!X$15)<=mediçao,0,OFFSET(Import.PLQ,$A40-1,X$15-1,1,1)),OFFSET(Import.PLQ,$A40-1,X$15-1,1,1))))","v":0},{"$f":"IF(Y$13=\"\",0,CHOOSE(Detalhamento.OpçãoServiços,OFFSET(Import.PLQ,$A40-1,Y$15-1,1,1),IF(ISNUMBER(INDEX(Import.PLE,Detalhamento!$E40,Detalhamento!Y$15)),IF(INDEX(Import.PLE,Detalhamento!$E40,Detalhamento!Y$15)<=mediçao,OFFSET(Import.PLQ,$A40-1,Y$15-1,1,1),0),0),IF(ISNUMBER(INDEX(Import.PLE,Detalhamento!$E40,Detalhamento!Y$15)),IF(INDEX(Import.PLE,Detalhamento!$E40,Detalhamento!Y$15)<=mediçao,0,OFFSET(Import.PLQ,$A40-1,Y$15-1,1,1)),OFFSET(Import.PLQ,$A40-1,Y$15-1,1,1))))","v":0},{"$f":"IF(Z$13=\"\",0,CHOOSE(Detalhamento.OpçãoServiços,OFFSET(Import.PLQ,$A40-1,Z$15-1,1,1),IF(ISNUMBER(INDEX(Import.PLE,Detalhamento!$E40,Detalhamento!Z$15)),IF(INDEX(Import.PLE,Detalhamento!$E40,Detalhamento!Z$15)<=mediçao,OFFSET(Import.PLQ,$A40-1,Z$15-1,1,1),0),0),IF(ISNUMBER(INDEX(Import.PLE,Detalhamento!$E40,Detalhamento!Z$15)),IF(INDEX(Import.PLE,Detalhamento!$E40,Detalhamento!Z$15)<=mediçao,0,OFFSET(Import.PLQ,$A40-1,Z$15-1,1,1)),OFFSET(Import.PLQ,$A40-1,Z$15-1,1,1))))","v":0},{"$f":"IF(AA$13=\"\",0,CHOOSE(Detalhamento.OpçãoServiços,OFFSET(Import.PLQ,$A40-1,AA$15-1,1,1),IF(ISNUMBER(INDEX(Import.PLE,Detalhamento!$E40,Detalhamento!AA$15)),IF(INDEX(Import.PLE,Detalhamento!$E40,Detalhamento!AA$15)<=mediçao,OFFSET(Import.PLQ,$A40-1,AA$15-1,1,1),0),0),IF(ISNUMBER(INDEX(Import.PLE,Detalhamento!$E40,Detalhamento!AA$15)),IF(INDEX(Import.PLE,Detalhamento!$E40,Detalhamento!AA$15)<=mediçao,0,OFFSET(Import.PLQ,$A40-1,AA$15-1,1,1)),OFFSET(Import.PLQ,$A40-1,AA$15-1,1,1))))","v":0},{"$f":"IF(AB$13=\"\",0,CHOOSE(Detalhamento.OpçãoServiços,OFFSET(Import.PLQ,$A40-1,AB$15-1,1,1),IF(ISNUMBER(INDEX(Import.PLE,Detalhamento!$E40,Detalhamento!AB$15)),IF(INDEX(Import.PLE,Detalhamento!$E40,Detalhamento!AB$15)<=mediçao,OFFSET(Import.PLQ,$A40-1,AB$15-1,1,1),0),0),IF(ISNUMBER(INDEX(Import.PLE,Detalhamento!$E40,Detalhamento!AB$15)),IF(INDEX(Import.PLE,Detalhamento!$E40,Detalhamento!AB$15)<=mediçao,0,OFFSET(Import.PLQ,$A40-1,AB$15-1,1,1)),OFFSET(Import.PLQ,$A40-1,AB$15-1,1,1))))","v":0},{"$f":"IF(AC$13=\"\",0,CHOOSE(Detalhamento.OpçãoServiços,OFFSET(Import.PLQ,$A40-1,AC$15-1,1,1),IF(ISNUMBER(INDEX(Import.PLE,Detalhamento!$E40,Detalhamento!AC$15)),IF(INDEX(Import.PLE,Detalhamento!$E40,Detalhamento!AC$15)<=mediçao,OFFSET(Import.PLQ,$A40-1,AC$15-1,1,1),0),0),IF(ISNUMBER(INDEX(Import.PLE,Detalhamento!$E40,Detalhamento!AC$15)),IF(INDEX(Import.PLE,Detalhamento!$E40,Detalhamento!AC$15)<=mediçao,0,OFFSET(Import.PLQ,$A40-1,AC$15-1,1,1)),OFFSET(Import.PLQ,$A40-1,AC$15-1,1,1))))","v":0},{"$f":"IF(AD$13=\"\",0,CHOOSE(Detalhamento.OpçãoServiços,OFFSET(Import.PLQ,$A40-1,AD$15-1,1,1),IF(ISNUMBER(INDEX(Import.PLE,Detalhamento!$E40,Detalhamento!AD$15)),IF(INDEX(Import.PLE,Detalhamento!$E40,Detalhamento!AD$15)<=mediçao,OFFSET(Import.PLQ,$A40-1,AD$15-1,1,1),0),0),IF(ISNUMBER(INDEX(Import.PLE,Detalhamento!$E40,Detalhamento!AD$15)),IF(INDEX(Import.PLE,Detalhamento!$E40,Detalhamento!AD$15)<=mediçao,0,OFFSET(Import.PLQ,$A40-1,AD$15-1,1,1)),OFFSET(Import.PLQ,$A40-1,AD$15-1,1,1))))","v":0},{"$f":"IF(AE$13=\"\",0,CHOOSE(Detalhamento.OpçãoServiços,OFFSET(Import.PLQ,$A40-1,AE$15-1,1,1),IF(ISNUMBER(INDEX(Import.PLE,Detalhamento!$E40,Detalhamento!AE$15)),IF(INDEX(Import.PLE,Detalhamento!$E40,Detalhamento!AE$15)<=mediçao,OFFSET(Import.PLQ,$A40-1,AE$15-1,1,1),0),0),IF(ISNUMBER(INDEX(Import.PLE,Detalhamento!$E40,Detalhamento!AE$15)),IF(INDEX(Import.PLE,Detalhamento!$E40,Detalhamento!AE$15)<=mediçao,0,OFFSET(Import.PLQ,$A40-1,AE$15-1,1,1)),OFFSET(Import.PLQ,$A40-1,AE$15-1,1,1))))","v":0},{"$f":"IF(AF$13=\"\",0,CHOOSE(Detalhamento.OpçãoServiços,OFFSET(Import.PLQ,$A40-1,AF$15-1,1,1),IF(ISNUMBER(INDEX(Import.PLE,Detalhamento!$E40,Detalhamento!AF$15)),IF(INDEX(Import.PLE,Detalhamento!$E40,Detalhamento!AF$15)<=mediçao,OFFSET(Import.PLQ,$A40-1,AF$15-1,1,1),0),0),IF(ISNUMBER(INDEX(Import.PLE,Detalhamento!$E40,Detalhamento!AF$15)),IF(INDEX(Import.PLE,Detalhamento!$E40,Detalhamento!AF$15)<=mediçao,0,OFFSET(Import.PLQ,$A40-1,AF$15-1,1,1)),OFFSET(Import.PLQ,$A40-1,AF$15-1,1,1))))","v":0},{"$f":"IF(AG$13=\"\",0,CHOOSE(Detalhamento.OpçãoServiços,OFFSET(Import.PLQ,$A40-1,AG$15-1,1,1),IF(ISNUMBER(INDEX(Import.PLE,Detalhamento!$E40,Detalhamento!AG$15)),IF(INDEX(Import.PLE,Detalhamento!$E40,Detalhamento!AG$15)<=mediçao,OFFSET(Import.PLQ,$A40-1,AG$15-1,1,1),0),0),IF(ISNUMBER(INDEX(Import.PLE,Detalhamento!$E40,Detalhamento!AG$15)),IF(INDEX(Import.PLE,Detalhamento!$E40,Detalhamento!AG$15)<=mediçao,0,OFFSET(Import.PLQ,$A40-1,AG$15-1,1,1)),OFFSET(Import.PLQ,$A40-1,AG$15-1,1,1))))","v":0},{"$f":"IF(AH$13=\"\",0,CHOOSE(Detalhamento.OpçãoServiços,OFFSET(Import.PLQ,$A40-1,AH$15-1,1,1),IF(ISNUMBER(INDEX(Import.PLE,Detalhamento!$E40,Detalhamento!AH$15)),IF(INDEX(Import.PLE,Detalhamento!$E40,Detalhamento!AH$15)<=mediçao,OFFSET(Import.PLQ,$A40-1,AH$15-1,1,1),0),0),IF(ISNUMBER(INDEX(Import.PLE,Detalhamento!$E40,Detalhamento!AH$15)),IF(INDEX(Import.PLE,Detalhamento!$E40,Detalhamento!AH$15)<=mediçao,0,OFFSET(Import.PLQ,$A40-1,AH$15-1,1,1)),OFFSET(Import.PLQ,$A40-1,AH$15-1,1,1))))","v":0},{"$f":"IF(AI$13=\"\",0,CHOOSE(Detalhamento.OpçãoServiços,OFFSET(Import.PLQ,$A40-1,AI$15-1,1,1),IF(ISNUMBER(INDEX(Import.PLE,Detalhamento!$E40,Detalhamento!AI$15)),IF(INDEX(Import.PLE,Detalhamento!$E40,Detalhamento!AI$15)<=mediçao,OFFSET(Import.PLQ,$A40-1,AI$15-1,1,1),0),0),IF(ISNUMBER(INDEX(Import.PLE,Detalhamento!$E40,Detalhamento!AI$15)),IF(INDEX(Import.PLE,Detalhamento!$E40,Detalhamento!AI$15)<=mediçao,0,OFFSET(Import.PLQ,$A40-1,AI$15-1,1,1)),OFFSET(Import.PLQ,$A40-1,AI$15-1,1,1))))","v":0},{"$f":"IF(AJ$13=\"\",0,CHOOSE(Detalhamento.OpçãoServiços,OFFSET(Import.PLQ,$A40-1,AJ$15-1,1,1),IF(ISNUMBER(INDEX(Import.PLE,Detalhamento!$E40,Detalhamento!AJ$15)),IF(INDEX(Import.PLE,Detalhamento!$E40,Detalhamento!AJ$15)<=mediçao,OFFSET(Import.PLQ,$A40-1,AJ$15-1,1,1),0),0),IF(ISNUMBER(INDEX(Import.PLE,Detalhamento!$E40,Detalhamento!AJ$15)),IF(INDEX(Import.PLE,Detalhamento!$E40,Detalhamento!AJ$15)<=mediçao,0,OFFSET(Import.PLQ,$A40-1,AJ$15-1,1,1)),OFFSET(Import.PLQ,$A40-1,AJ$15-1,1,1))))","v":0},{"$f":"IF(AK$13=\"\",0,CHOOSE(Detalhamento.OpçãoServiços,OFFSET(Import.PLQ,$A40-1,AK$15-1,1,1),IF(ISNUMBER(INDEX(Import.PLE,Detalhamento!$E40,Detalhamento!AK$15)),IF(INDEX(Import.PLE,Detalhamento!$E40,Detalhamento!AK$15)<=mediçao,OFFSET(Import.PLQ,$A40-1,AK$15-1,1,1),0),0),IF(ISNUMBER(INDEX(Import.PLE,Detalhamento!$E40,Detalhamento!AK$15)),IF(INDEX(Import.PLE,Detalhamento!$E40,Detalhamento!AK$15)<=mediçao,0,OFFSET(Import.PLQ,$A40-1,AK$15-1,1,1)),OFFSET(Import.PLQ,$A40-1,AK$15-1,1,1))))","v":0},{"$f":"IF(AL$13=\"\",0,CHOOSE(Detalhamento.OpçãoServiços,OFFSET(Import.PLQ,$A40-1,AL$15-1,1,1),IF(ISNUMBER(INDEX(Import.PLE,Detalhamento!$E40,Detalhamento!AL$15)),IF(INDEX(Import.PLE,Detalhamento!$E40,Detalhamento!AL$15)<=mediçao,OFFSET(Import.PLQ,$A40-1,AL$15-1,1,1),0),0),IF(ISNUMBER(INDEX(Import.PLE,Detalhamento!$E40,Detalhamento!AL$15)),IF(INDEX(Import.PLE,Detalhamento!$E40,Detalhamento!AL$15)<=mediçao,0,OFFSET(Import.PLQ,$A40-1,AL$15-1,1,1)),OFFSET(Import.PLQ,$A40-1,AL$15-1,1,1))))","v":0},{"$f":"IF(AM$13=\"\",0,CHOOSE(Detalhamento.OpçãoServiços,OFFSET(Import.PLQ,$A40-1,AM$15-1,1,1),IF(ISNUMBER(INDEX(Import.PLE,Detalhamento!$E40,Detalhamento!AM$15)),IF(INDEX(Import.PLE,Detalhamento!$E40,Detalhamento!AM$15)<=mediçao,OFFSET(Import.PLQ,$A40-1,AM$15-1,1,1),0),0),IF(ISNUMBER(INDEX(Import.PLE,Detalhamento!$E40,Detalhamento!AM$15)),IF(INDEX(Import.PLE,Detalhamento!$E40,Detalhamento!AM$15)<=mediçao,0,OFFSET(Import.PLQ,$A40-1,AM$15-1,1,1)),OFFSET(Import.PLQ,$A40-1,AM$15-1,1,1))))","v":0},{"$f":"IF(AN$13=\"\",0,CHOOSE(Detalhamento.OpçãoServiços,OFFSET(Import.PLQ,$A40-1,AN$15-1,1,1),IF(ISNUMBER(INDEX(Import.PLE,Detalhamento!$E40,Detalhamento!AN$15)),IF(INDEX(Import.PLE,Detalhamento!$E40,Detalhamento!AN$15)<=mediçao,OFFSET(Import.PLQ,$A40-1,AN$15-1,1,1),0),0),IF(ISNUMBER(INDEX(Import.PLE,Detalhamento!$E40,Detalhamento!AN$15)),IF(INDEX(Import.PLE,Detalhamento!$E40,Detalhamento!AN$15)<=mediçao,0,OFFSET(Import.PLQ,$A40-1,AN$15-1,1,1)),OFFSET(Import.PLQ,$A40-1,AN$15-1,1,1))))","v":0},{"$f":"IF(AO$13=\"\",0,CHOOSE(Detalhamento.OpçãoServiços,OFFSET(Import.PLQ,$A40-1,AO$15-1,1,1),IF(ISNUMBER(INDEX(Import.PLE,Detalhamento!$E40,Detalhamento!AO$15)),IF(INDEX(Import.PLE,Detalhamento!$E40,Detalhamento!AO$15)<=mediçao,OFFSET(Import.PLQ,$A40-1,AO$15-1,1,1),0),0),IF(ISNUMBER(INDEX(Import.PLE,Detalhamento!$E40,Detalhamento!AO$15)),IF(INDEX(Import.PLE,Detalhamento!$E40,Detalhamento!AO$15)<=mediçao,0,OFFSET(Import.PLQ,$A40-1,AO$15-1,1,1)),OFFSET(Import.PLQ,$A40-1,AO$15-1,1,1))))","v":0},{"$f":"IF(AP$13=\"\",0,CHOOSE(Detalhamento.OpçãoServiços,OFFSET(Import.PLQ,$A40-1,AP$15-1,1,1),IF(ISNUMBER(INDEX(Import.PLE,Detalhamento!$E40,Detalhamento!AP$15)),IF(INDEX(Import.PLE,Detalhamento!$E40,Detalhamento!AP$15)<=mediçao,OFFSET(Import.PLQ,$A40-1,AP$15-1,1,1),0),0),IF(ISNUMBER(INDEX(Import.PLE,Detalhamento!$E40,Detalhamento!AP$15)),IF(INDEX(Import.PLE,Detalhamento!$E40,Detalhamento!AP$15)<=mediçao,0,OFFSET(Import.PLQ,$A40-1,AP$15-1,1,1)),OFFSET(Import.PLQ,$A40-1,AP$15-1,1,1))))","v":0},{"$f":"IF(AQ$13=\"\",0,CHOOSE(Detalhamento.OpçãoServiços,OFFSET(Import.PLQ,$A40-1,AQ$15-1,1,1),IF(ISNUMBER(INDEX(Import.PLE,Detalhamento!$E40,Detalhamento!AQ$15)),IF(INDEX(Import.PLE,Detalhamento!$E40,Detalhamento!AQ$15)<=mediçao,OFFSET(Import.PLQ,$A40-1,AQ$15-1,1,1),0),0),IF(ISNUMBER(INDEX(Import.PLE,Detalhamento!$E40,Detalhamento!AQ$15)),IF(INDEX(Import.PLE,Detalhamento!$E40,Detalhamento!AQ$15)<=mediçao,0,OFFSET(Import.PLQ,$A40-1,AQ$15-1,1,1)),OFFSET(Import.PLQ,$A40-1,AQ$15-1,1,1))))","v":0},{"$f":"IF(AR$13=\"\",0,CHOOSE(Detalhamento.OpçãoServiços,OFFSET(Import.PLQ,$A40-1,AR$15-1,1,1),IF(ISNUMBER(INDEX(Import.PLE,Detalhamento!$E40,Detalhamento!AR$15)),IF(INDEX(Import.PLE,Detalhamento!$E40,Detalhamento!AR$15)<=mediçao,OFFSET(Import.PLQ,$A40-1,AR$15-1,1,1),0),0),IF(ISNUMBER(INDEX(Import.PLE,Detalhamento!$E40,Detalhamento!AR$15)),IF(INDEX(Import.PLE,Detalhamento!$E40,Detalhamento!AR$15)<=mediçao,0,OFFSET(Import.PLQ,$A40-1,AR$15-1,1,1)),OFFSET(Import.PLQ,$A40-1,AR$15-1,1,1))))","v":0},{"$f":"IF(AS$13=\"\",0,CHOOSE(Detalhamento.OpçãoServiços,OFFSET(Import.PLQ,$A40-1,AS$15-1,1,1),IF(ISNUMBER(INDEX(Import.PLE,Detalhamento!$E40,Detalhamento!AS$15)),IF(INDEX(Import.PLE,Detalhamento!$E40,Detalhamento!AS$15)<=mediçao,OFFSET(Import.PLQ,$A40-1,AS$15-1,1,1),0),0),IF(ISNUMBER(INDEX(Import.PLE,Detalhamento!$E40,Detalhamento!AS$15)),IF(INDEX(Import.PLE,Detalhamento!$E40,Detalhamento!AS$15)<=mediçao,0,OFFSET(Import.PLQ,$A40-1,AS$15-1,1,1)),OFFSET(Import.PLQ,$A40-1,AS$15-1,1,1))))","v":0},{"$f":"IF(AT$13=\"\",0,CHOOSE(Detalhamento.OpçãoServiços,OFFSET(Import.PLQ,$A40-1,AT$15-1,1,1),IF(ISNUMBER(INDEX(Import.PLE,Detalhamento!$E40,Detalhamento!AT$15)),IF(INDEX(Import.PLE,Detalhamento!$E40,Detalhamento!AT$15)<=mediçao,OFFSET(Import.PLQ,$A40-1,AT$15-1,1,1),0),0),IF(ISNUMBER(INDEX(Import.PLE,Detalhamento!$E40,Detalhamento!AT$15)),IF(INDEX(Import.PLE,Detalhamento!$E40,Detalhamento!AT$15)<=mediçao,0,OFFSET(Import.PLQ,$A40-1,AT$15-1,1,1)),OFFSET(Import.PLQ,$A40-1,AT$15-1,1,1))))","v":0},{"$f":"IF(AU$13=\"\",0,CHOOSE(Detalhamento.OpçãoServiços,OFFSET(Import.PLQ,$A40-1,AU$15-1,1,1),IF(ISNUMBER(INDEX(Import.PLE,Detalhamento!$E40,Detalhamento!AU$15)),IF(INDEX(Import.PLE,Detalhamento!$E40,Detalhamento!AU$15)<=mediçao,OFFSET(Import.PLQ,$A40-1,AU$15-1,1,1),0),0),IF(ISNUMBER(INDEX(Import.PLE,Detalhamento!$E40,Detalhamento!AU$15)),IF(INDEX(Import.PLE,Detalhamento!$E40,Detalhamento!AU$15)<=mediçao,0,OFFSET(Import.PLQ,$A40-1,AU$15-1,1,1)),OFFSET(Import.PLQ,$A40-1,AU$15-1,1,1))))","v":0},{"$f":"IF(AV$13=\"\",0,CHOOSE(Detalhamento.OpçãoServiços,OFFSET(Import.PLQ,$A40-1,AV$15-1,1,1),IF(ISNUMBER(INDEX(Import.PLE,Detalhamento!$E40,Detalhamento!AV$15)),IF(INDEX(Import.PLE,Detalhamento!$E40,Detalhamento!AV$15)<=mediçao,OFFSET(Import.PLQ,$A40-1,AV$15-1,1,1),0),0),IF(ISNUMBER(INDEX(Import.PLE,Detalhamento!$E40,Detalhamento!AV$15)),IF(INDEX(Import.PLE,Detalhamento!$E40,Detalhamento!AV$15)<=mediçao,0,OFFSET(Import.PLQ,$A40-1,AV$15-1,1,1)),OFFSET(Import.PLQ,$A40-1,AV$15-1,1,1))))","v":0},{"$f":"IF(AW$13=\"\",0,CHOOSE(Detalhamento.OpçãoServiços,OFFSET(Import.PLQ,$A40-1,AW$15-1,1,1),IF(ISNUMBER(INDEX(Import.PLE,Detalhamento!$E40,Detalhamento!AW$15)),IF(INDEX(Import.PLE,Detalhamento!$E40,Detalhamento!AW$15)<=mediçao,OFFSET(Import.PLQ,$A40-1,AW$15-1,1,1),0),0),IF(ISNUMBER(INDEX(Import.PLE,Detalhamento!$E40,Detalhamento!AW$15)),IF(INDEX(Import.PLE,Detalhamento!$E40,Detalhamento!AW$15)<=mediçao,0,OFFSET(Import.PLQ,$A40-1,AW$15-1,1,1)),OFFSET(Import.PLQ,$A40-1,AW$15-1,1,1))))","v":0},{"$f":"IF(AX$13=\"\",0,CHOOSE(Detalhamento.OpçãoServiços,OFFSET(Import.PLQ,$A40-1,AX$15-1,1,1),IF(ISNUMBER(INDEX(Import.PLE,Detalhamento!$E40,Detalhamento!AX$15)),IF(INDEX(Import.PLE,Detalhamento!$E40,Detalhamento!AX$15)<=mediçao,OFFSET(Import.PLQ,$A40-1,AX$15-1,1,1),0),0),IF(ISNUMBER(INDEX(Import.PLE,Detalhamento!$E40,Detalhamento!AX$15)),IF(INDEX(Import.PLE,Detalhamento!$E40,Detalhamento!AX$15)<=mediçao,0,OFFSET(Import.PLQ,$A40-1,AX$15-1,1,1)),OFFSET(Import.PLQ,$A40-1,AX$15-1,1,1))))","v":0},{"$f":"IF(AY$13=\"\",0,CHOOSE(Detalhamento.OpçãoServiços,OFFSET(Import.PLQ,$A40-1,AY$15-1,1,1),IF(ISNUMBER(INDEX(Import.PLE,Detalhamento!$E40,Detalhamento!AY$15)),IF(INDEX(Import.PLE,Detalhamento!$E40,Detalhamento!AY$15)<=mediçao,OFFSET(Import.PLQ,$A40-1,AY$15-1,1,1),0),0),IF(ISNUMBER(INDEX(Import.PLE,Detalhamento!$E40,Detalhamento!AY$15)),IF(INDEX(Import.PLE,Detalhamento!$E40,Detalhamento!AY$15)<=mediçao,0,OFFSET(Import.PLQ,$A40-1,AY$15-1,1,1)),OFFSET(Import.PLQ,$A40-1,AY$15-1,1,1))))","v":0},{"$f":"IF(AZ$13=\"\",0,CHOOSE(Detalhamento.OpçãoServiços,OFFSET(Import.PLQ,$A40-1,AZ$15-1,1,1),IF(ISNUMBER(INDEX(Import.PLE,Detalhamento!$E40,Detalhamento!AZ$15)),IF(INDEX(Import.PLE,Detalhamento!$E40,Detalhamento!AZ$15)<=mediçao,OFFSET(Import.PLQ,$A40-1,AZ$15-1,1,1),0),0),IF(ISNUMBER(INDEX(Import.PLE,Detalhamento!$E40,Detalhamento!AZ$15)),IF(INDEX(Import.PLE,Detalhamento!$E40,Detalhamento!AZ$15)<=mediçao,0,OFFSET(Import.PLQ,$A40-1,AZ$15-1,1,1)),OFFSET(Import.PLQ,$A40-1,AZ$15-1,1,1))))","v":0},{"$f":"IF(BA$13=\"\",0,CHOOSE(Detalhamento.OpçãoServiços,OFFSET(Import.PLQ,$A40-1,BA$15-1,1,1),IF(ISNUMBER(INDEX(Import.PLE,Detalhamento!$E40,Detalhamento!BA$15)),IF(INDEX(Import.PLE,Detalhamento!$E40,Detalhamento!BA$15)<=mediçao,OFFSET(Import.PLQ,$A40-1,BA$15-1,1,1),0),0),IF(ISNUMBER(INDEX(Import.PLE,Detalhamento!$E40,Detalhamento!BA$15)),IF(INDEX(Import.PLE,Detalhamento!$E40,Detalhamento!BA$15)<=mediçao,0,OFFSET(Import.PLQ,$A40-1,BA$15-1,1,1)),OFFSET(Import.PLQ,$A40-1,BA$15-1,1,1))))","v":0},{"$f":"IF(BB$13=\"\",0,CHOOSE(Detalhamento.OpçãoServiços,OFFSET(Import.PLQ,$A40-1,BB$15-1,1,1),IF(ISNUMBER(INDEX(Import.PLE,Detalhamento!$E40,Detalhamento!BB$15)),IF(INDEX(Import.PLE,Detalhamento!$E40,Detalhamento!BB$15)<=mediçao,OFFSET(Import.PLQ,$A40-1,BB$15-1,1,1),0),0),IF(ISNUMBER(INDEX(Import.PLE,Detalhamento!$E40,Detalhamento!BB$15)),IF(INDEX(Import.PLE,Detalhamento!$E40,Detalhamento!BB$15)<=mediçao,0,OFFSET(Import.PLQ,$A40-1,BB$15-1,1,1)),OFFSET(Import.PLQ,$A40-1,BB$15-1,1,1))))","v":0},{"$f":"IF(BC$13=\"\",0,CHOOSE(Detalhamento.OpçãoServiços,OFFSET(Import.PLQ,$A40-1,BC$15-1,1,1),IF(ISNUMBER(INDEX(Import.PLE,Detalhamento!$E40,Detalhamento!BC$15)),IF(INDEX(Import.PLE,Detalhamento!$E40,Detalhamento!BC$15)<=mediçao,OFFSET(Import.PLQ,$A40-1,BC$15-1,1,1),0),0),IF(ISNUMBER(INDEX(Import.PLE,Detalhamento!$E40,Detalhamento!BC$15)),IF(INDEX(Import.PLE,Detalhamento!$E40,Detalhamento!BC$15)<=mediçao,0,OFFSET(Import.PLQ,$A40-1,BC$15-1,1,1)),OFFSET(Import.PLQ,$A40-1,BC$15-1,1,1))))","v":0},{"$f":"IF(BD$13=\"\",0,CHOOSE(Detalhamento.OpçãoServiços,OFFSET(Import.PLQ,$A40-1,BD$15-1,1,1),IF(ISNUMBER(INDEX(Import.PLE,Detalhamento!$E40,Detalhamento!BD$15)),IF(INDEX(Import.PLE,Detalhamento!$E40,Detalhamento!BD$15)<=mediçao,OFFSET(Import.PLQ,$A40-1,BD$15-1,1,1),0),0),IF(ISNUMBER(INDEX(Import.PLE,Detalhamento!$E40,Detalhamento!BD$15)),IF(INDEX(Import.PLE,Detalhamento!$E40,Detalhamento!BD$15)<=mediçao,0,OFFSET(Import.PLQ,$A40-1,BD$15-1,1,1)),OFFSET(Import.PLQ,$A40-1,BD$15-1,1,1))))","v":0},{"$f":"IF(BE$13=\"\",0,CHOOSE(Detalhamento.OpçãoServiços,OFFSET(Import.PLQ,$A40-1,BE$15-1,1,1),IF(ISNUMBER(INDEX(Import.PLE,Detalhamento!$E40,Detalhamento!BE$15)),IF(INDEX(Import.PLE,Detalhamento!$E40,Detalhamento!BE$15)<=mediçao,OFFSET(Import.PLQ,$A40-1,BE$15-1,1,1),0),0),IF(ISNUMBER(INDEX(Import.PLE,Detalhamento!$E40,Detalhamento!BE$15)),IF(INDEX(Import.PLE,Detalhamento!$E40,Detalhamento!BE$15)<=mediçao,0,OFFSET(Import.PLQ,$A40-1,BE$15-1,1,1)),OFFSET(Import.PLQ,$A40-1,BE$15-1,1,1))))","v":0},{"$f":"IF(BF$13=\"\",0,CHOOSE(Detalhamento.OpçãoServiços,OFFSET(Import.PLQ,$A40-1,BF$15-1,1,1),IF(ISNUMBER(INDEX(Import.PLE,Detalhamento!$E40,Detalhamento!BF$15)),IF(INDEX(Import.PLE,Detalhamento!$E40,Detalhamento!BF$15)<=mediçao,OFFSET(Import.PLQ,$A40-1,BF$15-1,1,1),0),0),IF(ISNUMBER(INDEX(Import.PLE,Detalhamento!$E40,Detalhamento!BF$15)),IF(INDEX(Import.PLE,Detalhamento!$E40,Detalhamento!BF$15)<=mediçao,0,OFFSET(Import.PLQ,$A40-1,BF$15-1,1,1)),OFFSET(Import.PLQ,$A40-1,BF$15-1,1,1))))","v":0},{"$f":"IF(BG$13=\"\",0,CHOOSE(Detalhamento.OpçãoServiços,OFFSET(Import.PLQ,$A40-1,BG$15-1,1,1),IF(ISNUMBER(INDEX(Import.PLE,Detalhamento!$E40,Detalhamento!BG$15)),IF(INDEX(Import.PLE,Detalhamento!$E40,Detalhamento!BG$15)<=mediçao,OFFSET(Import.PLQ,$A40-1,BG$15-1,1,1),0),0),IF(ISNUMBER(INDEX(Import.PLE,Detalhamento!$E40,Detalhamento!BG$15)),IF(INDEX(Import.PLE,Detalhamento!$E40,Detalhamento!BG$15)<=mediçao,0,OFFSET(Import.PLQ,$A40-1,BG$15-1,1,1)),OFFSET(Import.PLQ,$A40-1,BG$15-1,1,1))))","v":0},{"$f":"IF(BH$13=\"\",0,CHOOSE(Detalhamento.OpçãoServiços,OFFSET(Import.PLQ,$A40-1,BH$15-1,1,1),IF(ISNUMBER(INDEX(Import.PLE,Detalhamento!$E40,Detalhamento!BH$15)),IF(INDEX(Import.PLE,Detalhamento!$E40,Detalhamento!BH$15)<=mediçao,OFFSET(Import.PLQ,$A40-1,BH$15-1,1,1),0),0),IF(ISNUMBER(INDEX(Import.PLE,Detalhamento!$E40,Detalhamento!BH$15)),IF(INDEX(Import.PLE,Detalhamento!$E40,Detalhamento!BH$15)<=mediçao,0,OFFSET(Import.PLQ,$A40-1,BH$15-1,1,1)),OFFSET(Import.PLQ,$A40-1,BH$15-1,1,1))))","v":0},{"$f":"IF(BI$13=\"\",0,CHOOSE(Detalhamento.OpçãoServiços,OFFSET(Import.PLQ,$A40-1,BI$15-1,1,1),IF(ISNUMBER(INDEX(Import.PLE,Detalhamento!$E40,Detalhamento!BI$15)),IF(INDEX(Import.PLE,Detalhamento!$E40,Detalhamento!BI$15)<=mediçao,OFFSET(Import.PLQ,$A40-1,BI$15-1,1,1),0),0),IF(ISNUMBER(INDEX(Import.PLE,Detalhamento!$E40,Detalhamento!BI$15)),IF(INDEX(Import.PLE,Detalhamento!$E40,Detalhamento!BI$15)<=mediçao,0,OFFSET(Import.PLQ,$A40-1,BI$15-1,1,1)),OFFSET(Import.PLQ,$A40-1,BI$15-1,1,1))))","v":0}]
[46,"Evento",null,null,7,70000,"Evento","CALHAS","R$",4106.6099999999997,null,{"$f":"IF(L$13=\"\",0,CHOOSE(Detalhamento.OpçãoServiços,OFFSET(Import.PLQ,$A41-1,L$15-1,1,1),IF(ISNUMBER(INDEX(Import.PLE,Detalhamento!$E41,Detalhamento!L$15)),IF(INDEX(Import.PLE,Detalhamento!$E41,Detalhamento!L$15)<=mediçao,OFFSET(Import.PLQ,$A41-1,L$15-1,1,1),0),0),IF(ISNUMBER(INDEX(Import.PLE,Detalhamento!$E41,Detalhamento!L$15)),IF(INDEX(Import.PLE,Detalhamento!$E41,Detalhamento!L$15)<=mediçao,0,OFFSET(Import.PLQ,$A41-1,L$15-1,1,1)),OFFSET(Import.PLQ,$A41-1,L$15-1,1,1))))","v":0},{"$f":"IF(M$13=\"\",0,CHOOSE(Detalhamento.OpçãoServiços,OFFSET(Import.PLQ,$A41-1,M$15-1,1,1),IF(ISNUMBER(INDEX(Import.PLE,Detalhamento!$E41,Detalhamento!M$15)),IF(INDEX(Import.PLE,Detalhamento!$E41,Detalhamento!M$15)<=mediçao,OFFSET(Import.PLQ,$A41-1,M$15-1,1,1),0),0),IF(ISNUMBER(INDEX(Import.PLE,Detalhamento!$E41,Detalhamento!M$15)),IF(INDEX(Import.PLE,Detalhamento!$E41,Detalhamento!M$15)<=mediçao,0,OFFSET(Import.PLQ,$A41-1,M$15-1,1,1)),OFFSET(Import.PLQ,$A41-1,M$15-1,1,1))))","v":0},{"$f":"IF(N$13=\"\",0,CHOOSE(Detalhamento.OpçãoServiços,OFFSET(Import.PLQ,$A41-1,N$15-1,1,1),IF(ISNUMBER(INDEX(Import.PLE,Detalhamento!$E41,Detalhamento!N$15)),IF(INDEX(Import.PLE,Detalhamento!$E41,Detalhamento!N$15)<=mediçao,OFFSET(Import.PLQ,$A41-1,N$15-1,1,1),0),0),IF(ISNUMBER(INDEX(Import.PLE,Detalhamento!$E41,Detalhamento!N$15)),IF(INDEX(Import.PLE,Detalhamento!$E41,Detalhamento!N$15)<=mediçao,0,OFFSET(Import.PLQ,$A41-1,N$15-1,1,1)),OFFSET(Import.PLQ,$A41-1,N$15-1,1,1))))","v":4106.6099999999997},{"$f":"IF(O$13=\"\",0,CHOOSE(Detalhamento.OpçãoServiços,OFFSET(Import.PLQ,$A41-1,O$15-1,1,1),IF(ISNUMBER(INDEX(Import.PLE,Detalhamento!$E41,Detalhamento!O$15)),IF(INDEX(Import.PLE,Detalhamento!$E41,Detalhamento!O$15)<=mediçao,OFFSET(Import.PLQ,$A41-1,O$15-1,1,1),0),0),IF(ISNUMBER(INDEX(Import.PLE,Detalhamento!$E41,Detalhamento!O$15)),IF(INDEX(Import.PLE,Detalhamento!$E41,Detalhamento!O$15)<=mediçao,0,OFFSET(Import.PLQ,$A41-1,O$15-1,1,1)),OFFSET(Import.PLQ,$A41-1,O$15-1,1,1))))","v":0},{"$f":"IF(P$13=\"\",0,CHOOSE(Detalhamento.OpçãoServiços,OFFSET(Import.PLQ,$A41-1,P$15-1,1,1),IF(ISNUMBER(INDEX(Import.PLE,Detalhamento!$E41,Detalhamento!P$15)),IF(INDEX(Import.PLE,Detalhamento!$E41,Detalhamento!P$15)<=mediçao,OFFSET(Import.PLQ,$A41-1,P$15-1,1,1),0),0),IF(ISNUMBER(INDEX(Import.PLE,Detalhamento!$E41,Detalhamento!P$15)),IF(INDEX(Import.PLE,Detalhamento!$E41,Detalhamento!P$15)<=mediçao,0,OFFSET(Import.PLQ,$A41-1,P$15-1,1,1)),OFFSET(Import.PLQ,$A41-1,P$15-1,1,1))))","v":0},{"$f":"IF(Q$13=\"\",0,CHOOSE(Detalhamento.OpçãoServiços,OFFSET(Import.PLQ,$A41-1,Q$15-1,1,1),IF(ISNUMBER(INDEX(Import.PLE,Detalhamento!$E41,Detalhamento!Q$15)),IF(INDEX(Import.PLE,Detalhamento!$E41,Detalhamento!Q$15)<=mediçao,OFFSET(Import.PLQ,$A41-1,Q$15-1,1,1),0),0),IF(ISNUMBER(INDEX(Import.PLE,Detalhamento!$E41,Detalhamento!Q$15)),IF(INDEX(Import.PLE,Detalhamento!$E41,Detalhamento!Q$15)<=mediçao,0,OFFSET(Import.PLQ,$A41-1,Q$15-1,1,1)),OFFSET(Import.PLQ,$A41-1,Q$15-1,1,1))))","v":0},{"$f":"IF(R$13=\"\",0,CHOOSE(Detalhamento.OpçãoServiços,OFFSET(Import.PLQ,$A41-1,R$15-1,1,1),IF(ISNUMBER(INDEX(Import.PLE,Detalhamento!$E41,Detalhamento!R$15)),IF(INDEX(Import.PLE,Detalhamento!$E41,Detalhamento!R$15)<=mediçao,OFFSET(Import.PLQ,$A41-1,R$15-1,1,1),0),0),IF(ISNUMBER(INDEX(Import.PLE,Detalhamento!$E41,Detalhamento!R$15)),IF(INDEX(Import.PLE,Detalhamento!$E41,Detalhamento!R$15)<=mediçao,0,OFFSET(Import.PLQ,$A41-1,R$15-1,1,1)),OFFSET(Import.PLQ,$A41-1,R$15-1,1,1))))","v":0},{"$f":"IF(S$13=\"\",0,CHOOSE(Detalhamento.OpçãoServiços,OFFSET(Import.PLQ,$A41-1,S$15-1,1,1),IF(ISNUMBER(INDEX(Import.PLE,Detalhamento!$E41,Detalhamento!S$15)),IF(INDEX(Import.PLE,Detalhamento!$E41,Detalhamento!S$15)<=mediçao,OFFSET(Import.PLQ,$A41-1,S$15-1,1,1),0),0),IF(ISNUMBER(INDEX(Import.PLE,Detalhamento!$E41,Detalhamento!S$15)),IF(INDEX(Import.PLE,Detalhamento!$E41,Detalhamento!S$15)<=mediçao,0,OFFSET(Import.PLQ,$A41-1,S$15-1,1,1)),OFFSET(Import.PLQ,$A41-1,S$15-1,1,1))))","v":0},{"$f":"IF(T$13=\"\",0,CHOOSE(Detalhamento.OpçãoServiços,OFFSET(Import.PLQ,$A41-1,T$15-1,1,1),IF(ISNUMBER(INDEX(Import.PLE,Detalhamento!$E41,Detalhamento!T$15)),IF(INDEX(Import.PLE,Detalhamento!$E41,Detalhamento!T$15)<=mediçao,OFFSET(Import.PLQ,$A41-1,T$15-1,1,1),0),0),IF(ISNUMBER(INDEX(Import.PLE,Detalhamento!$E41,Detalhamento!T$15)),IF(INDEX(Import.PLE,Detalhamento!$E41,Detalhamento!T$15)<=mediçao,0,OFFSET(Import.PLQ,$A41-1,T$15-1,1,1)),OFFSET(Import.PLQ,$A41-1,T$15-1,1,1))))","v":0},{"$f":"IF(U$13=\"\",0,CHOOSE(Detalhamento.OpçãoServiços,OFFSET(Import.PLQ,$A41-1,U$15-1,1,1),IF(ISNUMBER(INDEX(Import.PLE,Detalhamento!$E41,Detalhamento!U$15)),IF(INDEX(Import.PLE,Detalhamento!$E41,Detalhamento!U$15)<=mediçao,OFFSET(Import.PLQ,$A41-1,U$15-1,1,1),0),0),IF(ISNUMBER(INDEX(Import.PLE,Detalhamento!$E41,Detalhamento!U$15)),IF(INDEX(Import.PLE,Detalhamento!$E41,Detalhamento!U$15)<=mediçao,0,OFFSET(Import.PLQ,$A41-1,U$15-1,1,1)),OFFSET(Import.PLQ,$A41-1,U$15-1,1,1))))","v":0},{"$f":"IF(V$13=\"\",0,CHOOSE(Detalhamento.OpçãoServiços,OFFSET(Import.PLQ,$A41-1,V$15-1,1,1),IF(ISNUMBER(INDEX(Import.PLE,Detalhamento!$E41,Detalhamento!V$15)),IF(INDEX(Import.PLE,Detalhamento!$E41,Detalhamento!V$15)<=mediçao,OFFSET(Import.PLQ,$A41-1,V$15-1,1,1),0),0),IF(ISNUMBER(INDEX(Import.PLE,Detalhamento!$E41,Detalhamento!V$15)),IF(INDEX(Import.PLE,Detalhamento!$E41,Detalhamento!V$15)<=mediçao,0,OFFSET(Import.PLQ,$A41-1,V$15-1,1,1)),OFFSET(Import.PLQ,$A41-1,V$15-1,1,1))))","v":0},{"$f":"IF(W$13=\"\",0,CHOOSE(Detalhamento.OpçãoServiços,OFFSET(Import.PLQ,$A41-1,W$15-1,1,1),IF(ISNUMBER(INDEX(Import.PLE,Detalhamento!$E41,Detalhamento!W$15)),IF(INDEX(Import.PLE,Detalhamento!$E41,Detalhamento!W$15)<=mediçao,OFFSET(Import.PLQ,$A41-1,W$15-1,1,1),0),0),IF(ISNUMBER(INDEX(Import.PLE,Detalhamento!$E41,Detalhamento!W$15)),IF(INDEX(Import.PLE,Detalhamento!$E41,Detalhamento!W$15)<=mediçao,0,OFFSET(Import.PLQ,$A41-1,W$15-1,1,1)),OFFSET(Import.PLQ,$A41-1,W$15-1,1,1))))","v":0},{"$f":"IF(X$13=\"\",0,CHOOSE(Detalhamento.OpçãoServiços,OFFSET(Import.PLQ,$A41-1,X$15-1,1,1),IF(ISNUMBER(INDEX(Import.PLE,Detalhamento!$E41,Detalhamento!X$15)),IF(INDEX(Import.PLE,Detalhamento!$E41,Detalhamento!X$15)<=mediçao,OFFSET(Import.PLQ,$A41-1,X$15-1,1,1),0),0),IF(ISNUMBER(INDEX(Import.PLE,Detalhamento!$E41,Detalhamento!X$15)),IF(INDEX(Import.PLE,Detalhamento!$E41,Detalhamento!X$15)<=mediçao,0,OFFSET(Import.PLQ,$A41-1,X$15-1,1,1)),OFFSET(Import.PLQ,$A41-1,X$15-1,1,1))))","v":0},{"$f":"IF(Y$13=\"\",0,CHOOSE(Detalhamento.OpçãoServiços,OFFSET(Import.PLQ,$A41-1,Y$15-1,1,1),IF(ISNUMBER(INDEX(Import.PLE,Detalhamento!$E41,Detalhamento!Y$15)),IF(INDEX(Import.PLE,Detalhamento!$E41,Detalhamento!Y$15)<=mediçao,OFFSET(Import.PLQ,$A41-1,Y$15-1,1,1),0),0),IF(ISNUMBER(INDEX(Import.PLE,Detalhamento!$E41,Detalhamento!Y$15)),IF(INDEX(Import.PLE,Detalhamento!$E41,Detalhamento!Y$15)<=mediçao,0,OFFSET(Import.PLQ,$A41-1,Y$15-1,1,1)),OFFSET(Import.PLQ,$A41-1,Y$15-1,1,1))))","v":0},{"$f":"IF(Z$13=\"\",0,CHOOSE(Detalhamento.OpçãoServiços,OFFSET(Import.PLQ,$A41-1,Z$15-1,1,1),IF(ISNUMBER(INDEX(Import.PLE,Detalhamento!$E41,Detalhamento!Z$15)),IF(INDEX(Import.PLE,Detalhamento!$E41,Detalhamento!Z$15)<=mediçao,OFFSET(Import.PLQ,$A41-1,Z$15-1,1,1),0),0),IF(ISNUMBER(INDEX(Import.PLE,Detalhamento!$E41,Detalhamento!Z$15)),IF(INDEX(Import.PLE,Detalhamento!$E41,Detalhamento!Z$15)<=mediçao,0,OFFSET(Import.PLQ,$A41-1,Z$15-1,1,1)),OFFSET(Import.PLQ,$A41-1,Z$15-1,1,1))))","v":0},{"$f":"IF(AA$13=\"\",0,CHOOSE(Detalhamento.OpçãoServiços,OFFSET(Import.PLQ,$A41-1,AA$15-1,1,1),IF(ISNUMBER(INDEX(Import.PLE,Detalhamento!$E41,Detalhamento!AA$15)),IF(INDEX(Import.PLE,Detalhamento!$E41,Detalhamento!AA$15)<=mediçao,OFFSET(Import.PLQ,$A41-1,AA$15-1,1,1),0),0),IF(ISNUMBER(INDEX(Import.PLE,Detalhamento!$E41,Detalhamento!AA$15)),IF(INDEX(Import.PLE,Detalhamento!$E41,Detalhamento!AA$15)<=mediçao,0,OFFSET(Import.PLQ,$A41-1,AA$15-1,1,1)),OFFSET(Import.PLQ,$A41-1,AA$15-1,1,1))))","v":0},{"$f":"IF(AB$13=\"\",0,CHOOSE(Detalhamento.OpçãoServiços,OFFSET(Import.PLQ,$A41-1,AB$15-1,1,1),IF(ISNUMBER(INDEX(Import.PLE,Detalhamento!$E41,Detalhamento!AB$15)),IF(INDEX(Import.PLE,Detalhamento!$E41,Detalhamento!AB$15)<=mediçao,OFFSET(Import.PLQ,$A41-1,AB$15-1,1,1),0),0),IF(ISNUMBER(INDEX(Import.PLE,Detalhamento!$E41,Detalhamento!AB$15)),IF(INDEX(Import.PLE,Detalhamento!$E41,Detalhamento!AB$15)<=mediçao,0,OFFSET(Import.PLQ,$A41-1,AB$15-1,1,1)),OFFSET(Import.PLQ,$A41-1,AB$15-1,1,1))))","v":0},{"$f":"IF(AC$13=\"\",0,CHOOSE(Detalhamento.OpçãoServiços,OFFSET(Import.PLQ,$A41-1,AC$15-1,1,1),IF(ISNUMBER(INDEX(Import.PLE,Detalhamento!$E41,Detalhamento!AC$15)),IF(INDEX(Import.PLE,Detalhamento!$E41,Detalhamento!AC$15)<=mediçao,OFFSET(Import.PLQ,$A41-1,AC$15-1,1,1),0),0),IF(ISNUMBER(INDEX(Import.PLE,Detalhamento!$E41,Detalhamento!AC$15)),IF(INDEX(Import.PLE,Detalhamento!$E41,Detalhamento!AC$15)<=mediçao,0,OFFSET(Import.PLQ,$A41-1,AC$15-1,1,1)),OFFSET(Import.PLQ,$A41-1,AC$15-1,1,1))))","v":0},{"$f":"IF(AD$13=\"\",0,CHOOSE(Detalhamento.OpçãoServiços,OFFSET(Import.PLQ,$A41-1,AD$15-1,1,1),IF(ISNUMBER(INDEX(Import.PLE,Detalhamento!$E41,Detalhamento!AD$15)),IF(INDEX(Import.PLE,Detalhamento!$E41,Detalhamento!AD$15)<=mediçao,OFFSET(Import.PLQ,$A41-1,AD$15-1,1,1),0),0),IF(ISNUMBER(INDEX(Import.PLE,Detalhamento!$E41,Detalhamento!AD$15)),IF(INDEX(Import.PLE,Detalhamento!$E41,Detalhamento!AD$15)<=mediçao,0,OFFSET(Import.PLQ,$A41-1,AD$15-1,1,1)),OFFSET(Import.PLQ,$A41-1,AD$15-1,1,1))))","v":0},{"$f":"IF(AE$13=\"\",0,CHOOSE(Detalhamento.OpçãoServiços,OFFSET(Import.PLQ,$A41-1,AE$15-1,1,1),IF(ISNUMBER(INDEX(Import.PLE,Detalhamento!$E41,Detalhamento!AE$15)),IF(INDEX(Import.PLE,Detalhamento!$E41,Detalhamento!AE$15)<=mediçao,OFFSET(Import.PLQ,$A41-1,AE$15-1,1,1),0),0),IF(ISNUMBER(INDEX(Import.PLE,Detalhamento!$E41,Detalhamento!AE$15)),IF(INDEX(Import.PLE,Detalhamento!$E41,Detalhamento!AE$15)<=mediçao,0,OFFSET(Import.PLQ,$A41-1,AE$15-1,1,1)),OFFSET(Import.PLQ,$A41-1,AE$15-1,1,1))))","v":0},{"$f":"IF(AF$13=\"\",0,CHOOSE(Detalhamento.OpçãoServiços,OFFSET(Import.PLQ,$A41-1,AF$15-1,1,1),IF(ISNUMBER(INDEX(Import.PLE,Detalhamento!$E41,Detalhamento!AF$15)),IF(INDEX(Import.PLE,Detalhamento!$E41,Detalhamento!AF$15)<=mediçao,OFFSET(Import.PLQ,$A41-1,AF$15-1,1,1),0),0),IF(ISNUMBER(INDEX(Import.PLE,Detalhamento!$E41,Detalhamento!AF$15)),IF(INDEX(Import.PLE,Detalhamento!$E41,Detalhamento!AF$15)<=mediçao,0,OFFSET(Import.PLQ,$A41-1,AF$15-1,1,1)),OFFSET(Import.PLQ,$A41-1,AF$15-1,1,1))))","v":0},{"$f":"IF(AG$13=\"\",0,CHOOSE(Detalhamento.OpçãoServiços,OFFSET(Import.PLQ,$A41-1,AG$15-1,1,1),IF(ISNUMBER(INDEX(Import.PLE,Detalhamento!$E41,Detalhamento!AG$15)),IF(INDEX(Import.PLE,Detalhamento!$E41,Detalhamento!AG$15)<=mediçao,OFFSET(Import.PLQ,$A41-1,AG$15-1,1,1),0),0),IF(ISNUMBER(INDEX(Import.PLE,Detalhamento!$E41,Detalhamento!AG$15)),IF(INDEX(Import.PLE,Detalhamento!$E41,Detalhamento!AG$15)<=mediçao,0,OFFSET(Import.PLQ,$A41-1,AG$15-1,1,1)),OFFSET(Import.PLQ,$A41-1,AG$15-1,1,1))))","v":0},{"$f":"IF(AH$13=\"\",0,CHOOSE(Detalhamento.OpçãoServiços,OFFSET(Import.PLQ,$A41-1,AH$15-1,1,1),IF(ISNUMBER(INDEX(Import.PLE,Detalhamento!$E41,Detalhamento!AH$15)),IF(INDEX(Import.PLE,Detalhamento!$E41,Detalhamento!AH$15)<=mediçao,OFFSET(Import.PLQ,$A41-1,AH$15-1,1,1),0),0),IF(ISNUMBER(INDEX(Import.PLE,Detalhamento!$E41,Detalhamento!AH$15)),IF(INDEX(Import.PLE,Detalhamento!$E41,Detalhamento!AH$15)<=mediçao,0,OFFSET(Import.PLQ,$A41-1,AH$15-1,1,1)),OFFSET(Import.PLQ,$A41-1,AH$15-1,1,1))))","v":0},{"$f":"IF(AI$13=\"\",0,CHOOSE(Detalhamento.OpçãoServiços,OFFSET(Import.PLQ,$A41-1,AI$15-1,1,1),IF(ISNUMBER(INDEX(Import.PLE,Detalhamento!$E41,Detalhamento!AI$15)),IF(INDEX(Import.PLE,Detalhamento!$E41,Detalhamento!AI$15)<=mediçao,OFFSET(Import.PLQ,$A41-1,AI$15-1,1,1),0),0),IF(ISNUMBER(INDEX(Import.PLE,Detalhamento!$E41,Detalhamento!AI$15)),IF(INDEX(Import.PLE,Detalhamento!$E41,Detalhamento!AI$15)<=mediçao,0,OFFSET(Import.PLQ,$A41-1,AI$15-1,1,1)),OFFSET(Import.PLQ,$A41-1,AI$15-1,1,1))))","v":0},{"$f":"IF(AJ$13=\"\",0,CHOOSE(Detalhamento.OpçãoServiços,OFFSET(Import.PLQ,$A41-1,AJ$15-1,1,1),IF(ISNUMBER(INDEX(Import.PLE,Detalhamento!$E41,Detalhamento!AJ$15)),IF(INDEX(Import.PLE,Detalhamento!$E41,Detalhamento!AJ$15)<=mediçao,OFFSET(Import.PLQ,$A41-1,AJ$15-1,1,1),0),0),IF(ISNUMBER(INDEX(Import.PLE,Detalhamento!$E41,Detalhamento!AJ$15)),IF(INDEX(Import.PLE,Detalhamento!$E41,Detalhamento!AJ$15)<=mediçao,0,OFFSET(Import.PLQ,$A41-1,AJ$15-1,1,1)),OFFSET(Import.PLQ,$A41-1,AJ$15-1,1,1))))","v":0},{"$f":"IF(AK$13=\"\",0,CHOOSE(Detalhamento.OpçãoServiços,OFFSET(Import.PLQ,$A41-1,AK$15-1,1,1),IF(ISNUMBER(INDEX(Import.PLE,Detalhamento!$E41,Detalhamento!AK$15)),IF(INDEX(Import.PLE,Detalhamento!$E41,Detalhamento!AK$15)<=mediçao,OFFSET(Import.PLQ,$A41-1,AK$15-1,1,1),0),0),IF(ISNUMBER(INDEX(Import.PLE,Detalhamento!$E41,Detalhamento!AK$15)),IF(INDEX(Import.PLE,Detalhamento!$E41,Detalhamento!AK$15)<=mediçao,0,OFFSET(Import.PLQ,$A41-1,AK$15-1,1,1)),OFFSET(Import.PLQ,$A41-1,AK$15-1,1,1))))","v":0},{"$f":"IF(AL$13=\"\",0,CHOOSE(Detalhamento.OpçãoServiços,OFFSET(Import.PLQ,$A41-1,AL$15-1,1,1),IF(ISNUMBER(INDEX(Import.PLE,Detalhamento!$E41,Detalhamento!AL$15)),IF(INDEX(Import.PLE,Detalhamento!$E41,Detalhamento!AL$15)<=mediçao,OFFSET(Import.PLQ,$A41-1,AL$15-1,1,1),0),0),IF(ISNUMBER(INDEX(Import.PLE,Detalhamento!$E41,Detalhamento!AL$15)),IF(INDEX(Import.PLE,Detalhamento!$E41,Detalhamento!AL$15)<=mediçao,0,OFFSET(Import.PLQ,$A41-1,AL$15-1,1,1)),OFFSET(Import.PLQ,$A41-1,AL$15-1,1,1))))","v":0},{"$f":"IF(AM$13=\"\",0,CHOOSE(Detalhamento.OpçãoServiços,OFFSET(Import.PLQ,$A41-1,AM$15-1,1,1),IF(ISNUMBER(INDEX(Import.PLE,Detalhamento!$E41,Detalhamento!AM$15)),IF(INDEX(Import.PLE,Detalhamento!$E41,Detalhamento!AM$15)<=mediçao,OFFSET(Import.PLQ,$A41-1,AM$15-1,1,1),0),0),IF(ISNUMBER(INDEX(Import.PLE,Detalhamento!$E41,Detalhamento!AM$15)),IF(INDEX(Import.PLE,Detalhamento!$E41,Detalhamento!AM$15)<=mediçao,0,OFFSET(Import.PLQ,$A41-1,AM$15-1,1,1)),OFFSET(Import.PLQ,$A41-1,AM$15-1,1,1))))","v":0},{"$f":"IF(AN$13=\"\",0,CHOOSE(Detalhamento.OpçãoServiços,OFFSET(Import.PLQ,$A41-1,AN$15-1,1,1),IF(ISNUMBER(INDEX(Import.PLE,Detalhamento!$E41,Detalhamento!AN$15)),IF(INDEX(Import.PLE,Detalhamento!$E41,Detalhamento!AN$15)<=mediçao,OFFSET(Import.PLQ,$A41-1,AN$15-1,1,1),0),0),IF(ISNUMBER(INDEX(Import.PLE,Detalhamento!$E41,Detalhamento!AN$15)),IF(INDEX(Import.PLE,Detalhamento!$E41,Detalhamento!AN$15)<=mediçao,0,OFFSET(Import.PLQ,$A41-1,AN$15-1,1,1)),OFFSET(Import.PLQ,$A41-1,AN$15-1,1,1))))","v":0},{"$f":"IF(AO$13=\"\",0,CHOOSE(Detalhamento.OpçãoServiços,OFFSET(Import.PLQ,$A41-1,AO$15-1,1,1),IF(ISNUMBER(INDEX(Import.PLE,Detalhamento!$E41,Detalhamento!AO$15)),IF(INDEX(Import.PLE,Detalhamento!$E41,Detalhamento!AO$15)<=mediçao,OFFSET(Import.PLQ,$A41-1,AO$15-1,1,1),0),0),IF(ISNUMBER(INDEX(Import.PLE,Detalhamento!$E41,Detalhamento!AO$15)),IF(INDEX(Import.PLE,Detalhamento!$E41,Detalhamento!AO$15)<=mediçao,0,OFFSET(Import.PLQ,$A41-1,AO$15-1,1,1)),OFFSET(Import.PLQ,$A41-1,AO$15-1,1,1))))","v":0},{"$f":"IF(AP$13=\"\",0,CHOOSE(Detalhamento.OpçãoServiços,OFFSET(Import.PLQ,$A41-1,AP$15-1,1,1),IF(ISNUMBER(INDEX(Import.PLE,Detalhamento!$E41,Detalhamento!AP$15)),IF(INDEX(Import.PLE,Detalhamento!$E41,Detalhamento!AP$15)<=mediçao,OFFSET(Import.PLQ,$A41-1,AP$15-1,1,1),0),0),IF(ISNUMBER(INDEX(Import.PLE,Detalhamento!$E41,Detalhamento!AP$15)),IF(INDEX(Import.PLE,Detalhamento!$E41,Detalhamento!AP$15)<=mediçao,0,OFFSET(Import.PLQ,$A41-1,AP$15-1,1,1)),OFFSET(Import.PLQ,$A41-1,AP$15-1,1,1))))","v":0},{"$f":"IF(AQ$13=\"\",0,CHOOSE(Detalhamento.OpçãoServiços,OFFSET(Import.PLQ,$A41-1,AQ$15-1,1,1),IF(ISNUMBER(INDEX(Import.PLE,Detalhamento!$E41,Detalhamento!AQ$15)),IF(INDEX(Import.PLE,Detalhamento!$E41,Detalhamento!AQ$15)<=mediçao,OFFSET(Import.PLQ,$A41-1,AQ$15-1,1,1),0),0),IF(ISNUMBER(INDEX(Import.PLE,Detalhamento!$E41,Detalhamento!AQ$15)),IF(INDEX(Import.PLE,Detalhamento!$E41,Detalhamento!AQ$15)<=mediçao,0,OFFSET(Import.PLQ,$A41-1,AQ$15-1,1,1)),OFFSET(Import.PLQ,$A41-1,AQ$15-1,1,1))))","v":0},{"$f":"IF(AR$13=\"\",0,CHOOSE(Detalhamento.OpçãoServiços,OFFSET(Import.PLQ,$A41-1,AR$15-1,1,1),IF(ISNUMBER(INDEX(Import.PLE,Detalhamento!$E41,Detalhamento!AR$15)),IF(INDEX(Import.PLE,Detalhamento!$E41,Detalhamento!AR$15)<=mediçao,OFFSET(Import.PLQ,$A41-1,AR$15-1,1,1),0),0),IF(ISNUMBER(INDEX(Import.PLE,Detalhamento!$E41,Detalhamento!AR$15)),IF(INDEX(Import.PLE,Detalhamento!$E41,Detalhamento!AR$15)<=mediçao,0,OFFSET(Import.PLQ,$A41-1,AR$15-1,1,1)),OFFSET(Import.PLQ,$A41-1,AR$15-1,1,1))))","v":0},{"$f":"IF(AS$13=\"\",0,CHOOSE(Detalhamento.OpçãoServiços,OFFSET(Import.PLQ,$A41-1,AS$15-1,1,1),IF(ISNUMBER(INDEX(Import.PLE,Detalhamento!$E41,Detalhamento!AS$15)),IF(INDEX(Import.PLE,Detalhamento!$E41,Detalhamento!AS$15)<=mediçao,OFFSET(Import.PLQ,$A41-1,AS$15-1,1,1),0),0),IF(ISNUMBER(INDEX(Import.PLE,Detalhamento!$E41,Detalhamento!AS$15)),IF(INDEX(Import.PLE,Detalhamento!$E41,Detalhamento!AS$15)<=mediçao,0,OFFSET(Import.PLQ,$A41-1,AS$15-1,1,1)),OFFSET(Import.PLQ,$A41-1,AS$15-1,1,1))))","v":0},{"$f":"IF(AT$13=\"\",0,CHOOSE(Detalhamento.OpçãoServiços,OFFSET(Import.PLQ,$A41-1,AT$15-1,1,1),IF(ISNUMBER(INDEX(Import.PLE,Detalhamento!$E41,Detalhamento!AT$15)),IF(INDEX(Import.PLE,Detalhamento!$E41,Detalhamento!AT$15)<=mediçao,OFFSET(Import.PLQ,$A41-1,AT$15-1,1,1),0),0),IF(ISNUMBER(INDEX(Import.PLE,Detalhamento!$E41,Detalhamento!AT$15)),IF(INDEX(Import.PLE,Detalhamento!$E41,Detalhamento!AT$15)<=mediçao,0,OFFSET(Import.PLQ,$A41-1,AT$15-1,1,1)),OFFSET(Import.PLQ,$A41-1,AT$15-1,1,1))))","v":0},{"$f":"IF(AU$13=\"\",0,CHOOSE(Detalhamento.OpçãoServiços,OFFSET(Import.PLQ,$A41-1,AU$15-1,1,1),IF(ISNUMBER(INDEX(Import.PLE,Detalhamento!$E41,Detalhamento!AU$15)),IF(INDEX(Import.PLE,Detalhamento!$E41,Detalhamento!AU$15)<=mediçao,OFFSET(Import.PLQ,$A41-1,AU$15-1,1,1),0),0),IF(ISNUMBER(INDEX(Import.PLE,Detalhamento!$E41,Detalhamento!AU$15)),IF(INDEX(Import.PLE,Detalhamento!$E41,Detalhamento!AU$15)<=mediçao,0,OFFSET(Import.PLQ,$A41-1,AU$15-1,1,1)),OFFSET(Import.PLQ,$A41-1,AU$15-1,1,1))))","v":0},{"$f":"IF(AV$13=\"\",0,CHOOSE(Detalhamento.OpçãoServiços,OFFSET(Import.PLQ,$A41-1,AV$15-1,1,1),IF(ISNUMBER(INDEX(Import.PLE,Detalhamento!$E41,Detalhamento!AV$15)),IF(INDEX(Import.PLE,Detalhamento!$E41,Detalhamento!AV$15)<=mediçao,OFFSET(Import.PLQ,$A41-1,AV$15-1,1,1),0),0),IF(ISNUMBER(INDEX(Import.PLE,Detalhamento!$E41,Detalhamento!AV$15)),IF(INDEX(Import.PLE,Detalhamento!$E41,Detalhamento!AV$15)<=mediçao,0,OFFSET(Import.PLQ,$A41-1,AV$15-1,1,1)),OFFSET(Import.PLQ,$A41-1,AV$15-1,1,1))))","v":0},{"$f":"IF(AW$13=\"\",0,CHOOSE(Detalhamento.OpçãoServiços,OFFSET(Import.PLQ,$A41-1,AW$15-1,1,1),IF(ISNUMBER(INDEX(Import.PLE,Detalhamento!$E41,Detalhamento!AW$15)),IF(INDEX(Import.PLE,Detalhamento!$E41,Detalhamento!AW$15)<=mediçao,OFFSET(Import.PLQ,$A41-1,AW$15-1,1,1),0),0),IF(ISNUMBER(INDEX(Import.PLE,Detalhamento!$E41,Detalhamento!AW$15)),IF(INDEX(Import.PLE,Detalhamento!$E41,Detalhamento!AW$15)<=mediçao,0,OFFSET(Import.PLQ,$A41-1,AW$15-1,1,1)),OFFSET(Import.PLQ,$A41-1,AW$15-1,1,1))))","v":0},{"$f":"IF(AX$13=\"\",0,CHOOSE(Detalhamento.OpçãoServiços,OFFSET(Import.PLQ,$A41-1,AX$15-1,1,1),IF(ISNUMBER(INDEX(Import.PLE,Detalhamento!$E41,Detalhamento!AX$15)),IF(INDEX(Import.PLE,Detalhamento!$E41,Detalhamento!AX$15)<=mediçao,OFFSET(Import.PLQ,$A41-1,AX$15-1,1,1),0),0),IF(ISNUMBER(INDEX(Import.PLE,Detalhamento!$E41,Detalhamento!AX$15)),IF(INDEX(Import.PLE,Detalhamento!$E41,Detalhamento!AX$15)<=mediçao,0,OFFSET(Import.PLQ,$A41-1,AX$15-1,1,1)),OFFSET(Import.PLQ,$A41-1,AX$15-1,1,1))))","v":0},{"$f":"IF(AY$13=\"\",0,CHOOSE(Detalhamento.OpçãoServiços,OFFSET(Import.PLQ,$A41-1,AY$15-1,1,1),IF(ISNUMBER(INDEX(Import.PLE,Detalhamento!$E41,Detalhamento!AY$15)),IF(INDEX(Import.PLE,Detalhamento!$E41,Detalhamento!AY$15)<=mediçao,OFFSET(Import.PLQ,$A41-1,AY$15-1,1,1),0),0),IF(ISNUMBER(INDEX(Import.PLE,Detalhamento!$E41,Detalhamento!AY$15)),IF(INDEX(Import.PLE,Detalhamento!$E41,Detalhamento!AY$15)<=mediçao,0,OFFSET(Import.PLQ,$A41-1,AY$15-1,1,1)),OFFSET(Import.PLQ,$A41-1,AY$15-1,1,1))))","v":0},{"$f":"IF(AZ$13=\"\",0,CHOOSE(Detalhamento.OpçãoServiços,OFFSET(Import.PLQ,$A41-1,AZ$15-1,1,1),IF(ISNUMBER(INDEX(Import.PLE,Detalhamento!$E41,Detalhamento!AZ$15)),IF(INDEX(Import.PLE,Detalhamento!$E41,Detalhamento!AZ$15)<=mediçao,OFFSET(Import.PLQ,$A41-1,AZ$15-1,1,1),0),0),IF(ISNUMBER(INDEX(Import.PLE,Detalhamento!$E41,Detalhamento!AZ$15)),IF(INDEX(Import.PLE,Detalhamento!$E41,Detalhamento!AZ$15)<=mediçao,0,OFFSET(Import.PLQ,$A41-1,AZ$15-1,1,1)),OFFSET(Import.PLQ,$A41-1,AZ$15-1,1,1))))","v":0},{"$f":"IF(BA$13=\"\",0,CHOOSE(Detalhamento.OpçãoServiços,OFFSET(Import.PLQ,$A41-1,BA$15-1,1,1),IF(ISNUMBER(INDEX(Import.PLE,Detalhamento!$E41,Detalhamento!BA$15)),IF(INDEX(Import.PLE,Detalhamento!$E41,Detalhamento!BA$15)<=mediçao,OFFSET(Import.PLQ,$A41-1,BA$15-1,1,1),0),0),IF(ISNUMBER(INDEX(Import.PLE,Detalhamento!$E41,Detalhamento!BA$15)),IF(INDEX(Import.PLE,Detalhamento!$E41,Detalhamento!BA$15)<=mediçao,0,OFFSET(Import.PLQ,$A41-1,BA$15-1,1,1)),OFFSET(Import.PLQ,$A41-1,BA$15-1,1,1))))","v":0},{"$f":"IF(BB$13=\"\",0,CHOOSE(Detalhamento.OpçãoServiços,OFFSET(Import.PLQ,$A41-1,BB$15-1,1,1),IF(ISNUMBER(INDEX(Import.PLE,Detalhamento!$E41,Detalhamento!BB$15)),IF(INDEX(Import.PLE,Detalhamento!$E41,Detalhamento!BB$15)<=mediçao,OFFSET(Import.PLQ,$A41-1,BB$15-1,1,1),0),0),IF(ISNUMBER(INDEX(Import.PLE,Detalhamento!$E41,Detalhamento!BB$15)),IF(INDEX(Import.PLE,Detalhamento!$E41,Detalhamento!BB$15)<=mediçao,0,OFFSET(Import.PLQ,$A41-1,BB$15-1,1,1)),OFFSET(Import.PLQ,$A41-1,BB$15-1,1,1))))","v":0},{"$f":"IF(BC$13=\"\",0,CHOOSE(Detalhamento.OpçãoServiços,OFFSET(Import.PLQ,$A41-1,BC$15-1,1,1),IF(ISNUMBER(INDEX(Import.PLE,Detalhamento!$E41,Detalhamento!BC$15)),IF(INDEX(Import.PLE,Detalhamento!$E41,Detalhamento!BC$15)<=mediçao,OFFSET(Import.PLQ,$A41-1,BC$15-1,1,1),0),0),IF(ISNUMBER(INDEX(Import.PLE,Detalhamento!$E41,Detalhamento!BC$15)),IF(INDEX(Import.PLE,Detalhamento!$E41,Detalhamento!BC$15)<=mediçao,0,OFFSET(Import.PLQ,$A41-1,BC$15-1,1,1)),OFFSET(Import.PLQ,$A41-1,BC$15-1,1,1))))","v":0},{"$f":"IF(BD$13=\"\",0,CHOOSE(Detalhamento.OpçãoServiços,OFFSET(Import.PLQ,$A41-1,BD$15-1,1,1),IF(ISNUMBER(INDEX(Import.PLE,Detalhamento!$E41,Detalhamento!BD$15)),IF(INDEX(Import.PLE,Detalhamento!$E41,Detalhamento!BD$15)<=mediçao,OFFSET(Import.PLQ,$A41-1,BD$15-1,1,1),0),0),IF(ISNUMBER(INDEX(Import.PLE,Detalhamento!$E41,Detalhamento!BD$15)),IF(INDEX(Import.PLE,Detalhamento!$E41,Detalhamento!BD$15)<=mediçao,0,OFFSET(Import.PLQ,$A41-1,BD$15-1,1,1)),OFFSET(Import.PLQ,$A41-1,BD$15-1,1,1))))","v":0},{"$f":"IF(BE$13=\"\",0,CHOOSE(Detalhamento.OpçãoServiços,OFFSET(Import.PLQ,$A41-1,BE$15-1,1,1),IF(ISNUMBER(INDEX(Import.PLE,Detalhamento!$E41,Detalhamento!BE$15)),IF(INDEX(Import.PLE,Detalhamento!$E41,Detalhamento!BE$15)<=mediçao,OFFSET(Import.PLQ,$A41-1,BE$15-1,1,1),0),0),IF(ISNUMBER(INDEX(Import.PLE,Detalhamento!$E41,Detalhamento!BE$15)),IF(INDEX(Import.PLE,Detalhamento!$E41,Detalhamento!BE$15)<=mediçao,0,OFFSET(Import.PLQ,$A41-1,BE$15-1,1,1)),OFFSET(Import.PLQ,$A41-1,BE$15-1,1,1))))","v":0},{"$f":"IF(BF$13=\"\",0,CHOOSE(Detalhamento.OpçãoServiços,OFFSET(Import.PLQ,$A41-1,BF$15-1,1,1),IF(ISNUMBER(INDEX(Import.PLE,Detalhamento!$E41,Detalhamento!BF$15)),IF(INDEX(Import.PLE,Detalhamento!$E41,Detalhamento!BF$15)<=mediçao,OFFSET(Import.PLQ,$A41-1,BF$15-1,1,1),0),0),IF(ISNUMBER(INDEX(Import.PLE,Detalhamento!$E41,Detalhamento!BF$15)),IF(INDEX(Import.PLE,Detalhamento!$E41,Detalhamento!BF$15)<=mediçao,0,OFFSET(Import.PLQ,$A41-1,BF$15-1,1,1)),OFFSET(Import.PLQ,$A41-1,BF$15-1,1,1))))","v":0},{"$f":"IF(BG$13=\"\",0,CHOOSE(Detalhamento.OpçãoServiços,OFFSET(Import.PLQ,$A41-1,BG$15-1,1,1),IF(ISNUMBER(INDEX(Import.PLE,Detalhamento!$E41,Detalhamento!BG$15)),IF(INDEX(Import.PLE,Detalhamento!$E41,Detalhamento!BG$15)<=mediçao,OFFSET(Import.PLQ,$A41-1,BG$15-1,1,1),0),0),IF(ISNUMBER(INDEX(Import.PLE,Detalhamento!$E41,Detalhamento!BG$15)),IF(INDEX(Import.PLE,Detalhamento!$E41,Detalhamento!BG$15)<=mediçao,0,OFFSET(Import.PLQ,$A41-1,BG$15-1,1,1)),OFFSET(Import.PLQ,$A41-1,BG$15-1,1,1))))","v":0},{"$f":"IF(BH$13=\"\",0,CHOOSE(Detalhamento.OpçãoServiços,OFFSET(Import.PLQ,$A41-1,BH$15-1,1,1),IF(ISNUMBER(INDEX(Import.PLE,Detalhamento!$E41,Detalhamento!BH$15)),IF(INDEX(Import.PLE,Detalhamento!$E41,Detalhamento!BH$15)<=mediçao,OFFSET(Import.PLQ,$A41-1,BH$15-1,1,1),0),0),IF(ISNUMBER(INDEX(Import.PLE,Detalhamento!$E41,Detalhamento!BH$15)),IF(INDEX(Import.PLE,Detalhamento!$E41,Detalhamento!BH$15)<=mediçao,0,OFFSET(Import.PLQ,$A41-1,BH$15-1,1,1)),OFFSET(Import.PLQ,$A41-1,BH$15-1,1,1))))","v":0},{"$f":"IF(BI$13=\"\",0,CHOOSE(Detalhamento.OpçãoServiços,OFFSET(Import.PLQ,$A41-1,BI$15-1,1,1),IF(ISNUMBER(INDEX(Import.PLE,Detalhamento!$E41,Detalhamento!BI$15)),IF(INDEX(Import.PLE,Detalhamento!$E41,Detalhamento!BI$15)<=mediçao,OFFSET(Import.PLQ,$A41-1,BI$15-1,1,1),0),0),IF(ISNUMBER(INDEX(Import.PLE,Detalhamento!$E41,Detalhamento!BI$15)),IF(INDEX(Import.PLE,Detalhamento!$E41,Detalhamento!BI$15)<=mediçao,0,OFFSET(Import.PLQ,$A41-1,BI$15-1,1,1)),OFFSET(Import.PLQ,$A41-1,BI$15-1,1,1))))","v":0}]
[19,"Serviço",null,null,7,70019,"1.4.5.","CALHA EM CHAPA DE AÇO GALVANIZADO NÚMERO 24, DESENVOLVIMENTO DE 33 CM, INCLUSO TRANSPORTE VERTICAL.","M",92.7,null,{"$f":"IF(L$13=\"\",0,CHOOSE(Detalhamento.OpçãoServiços,OFFSET(Import.PLQ,$A42-1,L$15-1,1,1),IF(ISNUMBER(INDEX(Import.PLE,Detalhamento!$E42,Detalhamento!L$15)),IF(INDEX(Import.PLE,Detalhamento!$E42,Detalhamento!L$15)<=mediçao,OFFSET(Import.PLQ,$A42-1,L$15-1,1,1),0),0),IF(ISNUMBER(INDEX(Import.PLE,Detalhamento!$E42,Detalhamento!L$15)),IF(INDEX(Import.PLE,Detalhamento!$E42,Detalhamento!L$15)<=mediçao,0,OFFSET(Import.PLQ,$A42-1,L$15-1,1,1)),OFFSET(Import.PLQ,$A42-1,L$15-1,1,1))))","v":0},{"$f":"IF(M$13=\"\",0,CHOOSE(Detalhamento.OpçãoServiços,OFFSET(Import.PLQ,$A42-1,M$15-1,1,1),IF(ISNUMBER(INDEX(Import.PLE,Detalhamento!$E42,Detalhamento!M$15)),IF(INDEX(Import.PLE,Detalhamento!$E42,Detalhamento!M$15)<=mediçao,OFFSET(Import.PLQ,$A42-1,M$15-1,1,1),0),0),IF(ISNUMBER(INDEX(Import.PLE,Detalhamento!$E42,Detalhamento!M$15)),IF(INDEX(Import.PLE,Detalhamento!$E42,Detalhamento!M$15)<=mediçao,0,OFFSET(Import.PLQ,$A42-1,M$15-1,1,1)),OFFSET(Import.PLQ,$A42-1,M$15-1,1,1))))","v":0},{"$f":"IF(N$13=\"\",0,CHOOSE(Detalhamento.OpçãoServiços,OFFSET(Import.PLQ,$A42-1,N$15-1,1,1),IF(ISNUMBER(INDEX(Import.PLE,Detalhamento!$E42,Detalhamento!N$15)),IF(INDEX(Import.PLE,Detalhamento!$E42,Detalhamento!N$15)<=mediçao,OFFSET(Import.PLQ,$A42-1,N$15-1,1,1),0),0),IF(ISNUMBER(INDEX(Import.PLE,Detalhamento!$E42,Detalhamento!N$15)),IF(INDEX(Import.PLE,Detalhamento!$E42,Detalhamento!N$15)<=mediçao,0,OFFSET(Import.PLQ,$A42-1,N$15-1,1,1)),OFFSET(Import.PLQ,$A42-1,N$15-1,1,1))))","v":92.7},{"$f":"IF(O$13=\"\",0,CHOOSE(Detalhamento.OpçãoServiços,OFFSET(Import.PLQ,$A42-1,O$15-1,1,1),IF(ISNUMBER(INDEX(Import.PLE,Detalhamento!$E42,Detalhamento!O$15)),IF(INDEX(Import.PLE,Detalhamento!$E42,Detalhamento!O$15)<=mediçao,OFFSET(Import.PLQ,$A42-1,O$15-1,1,1),0),0),IF(ISNUMBER(INDEX(Import.PLE,Detalhamento!$E42,Detalhamento!O$15)),IF(INDEX(Import.PLE,Detalhamento!$E42,Detalhamento!O$15)<=mediçao,0,OFFSET(Import.PLQ,$A42-1,O$15-1,1,1)),OFFSET(Import.PLQ,$A42-1,O$15-1,1,1))))","v":0},{"$f":"IF(P$13=\"\",0,CHOOSE(Detalhamento.OpçãoServiços,OFFSET(Import.PLQ,$A42-1,P$15-1,1,1),IF(ISNUMBER(INDEX(Import.PLE,Detalhamento!$E42,Detalhamento!P$15)),IF(INDEX(Import.PLE,Detalhamento!$E42,Detalhamento!P$15)<=mediçao,OFFSET(Import.PLQ,$A42-1,P$15-1,1,1),0),0),IF(ISNUMBER(INDEX(Import.PLE,Detalhamento!$E42,Detalhamento!P$15)),IF(INDEX(Import.PLE,Detalhamento!$E42,Detalhamento!P$15)<=mediçao,0,OFFSET(Import.PLQ,$A42-1,P$15-1,1,1)),OFFSET(Import.PLQ,$A42-1,P$15-1,1,1))))","v":0},{"$f":"IF(Q$13=\"\",0,CHOOSE(Detalhamento.OpçãoServiços,OFFSET(Import.PLQ,$A42-1,Q$15-1,1,1),IF(ISNUMBER(INDEX(Import.PLE,Detalhamento!$E42,Detalhamento!Q$15)),IF(INDEX(Import.PLE,Detalhamento!$E42,Detalhamento!Q$15)<=mediçao,OFFSET(Import.PLQ,$A42-1,Q$15-1,1,1),0),0),IF(ISNUMBER(INDEX(Import.PLE,Detalhamento!$E42,Detalhamento!Q$15)),IF(INDEX(Import.PLE,Detalhamento!$E42,Detalhamento!Q$15)<=mediçao,0,OFFSET(Import.PLQ,$A42-1,Q$15-1,1,1)),OFFSET(Import.PLQ,$A42-1,Q$15-1,1,1))))","v":0},{"$f":"IF(R$13=\"\",0,CHOOSE(Detalhamento.OpçãoServiços,OFFSET(Import.PLQ,$A42-1,R$15-1,1,1),IF(ISNUMBER(INDEX(Import.PLE,Detalhamento!$E42,Detalhamento!R$15)),IF(INDEX(Import.PLE,Detalhamento!$E42,Detalhamento!R$15)<=mediçao,OFFSET(Import.PLQ,$A42-1,R$15-1,1,1),0),0),IF(ISNUMBER(INDEX(Import.PLE,Detalhamento!$E42,Detalhamento!R$15)),IF(INDEX(Import.PLE,Detalhamento!$E42,Detalhamento!R$15)<=mediçao,0,OFFSET(Import.PLQ,$A42-1,R$15-1,1,1)),OFFSET(Import.PLQ,$A42-1,R$15-1,1,1))))","v":0},{"$f":"IF(S$13=\"\",0,CHOOSE(Detalhamento.OpçãoServiços,OFFSET(Import.PLQ,$A42-1,S$15-1,1,1),IF(ISNUMBER(INDEX(Import.PLE,Detalhamento!$E42,Detalhamento!S$15)),IF(INDEX(Import.PLE,Detalhamento!$E42,Detalhamento!S$15)<=mediçao,OFFSET(Import.PLQ,$A42-1,S$15-1,1,1),0),0),IF(ISNUMBER(INDEX(Import.PLE,Detalhamento!$E42,Detalhamento!S$15)),IF(INDEX(Import.PLE,Detalhamento!$E42,Detalhamento!S$15)<=mediçao,0,OFFSET(Import.PLQ,$A42-1,S$15-1,1,1)),OFFSET(Import.PLQ,$A42-1,S$15-1,1,1))))","v":0},{"$f":"IF(T$13=\"\",0,CHOOSE(Detalhamento.OpçãoServiços,OFFSET(Import.PLQ,$A42-1,T$15-1,1,1),IF(ISNUMBER(INDEX(Import.PLE,Detalhamento!$E42,Detalhamento!T$15)),IF(INDEX(Import.PLE,Detalhamento!$E42,Detalhamento!T$15)<=mediçao,OFFSET(Import.PLQ,$A42-1,T$15-1,1,1),0),0),IF(ISNUMBER(INDEX(Import.PLE,Detalhamento!$E42,Detalhamento!T$15)),IF(INDEX(Import.PLE,Detalhamento!$E42,Detalhamento!T$15)<=mediçao,0,OFFSET(Import.PLQ,$A42-1,T$15-1,1,1)),OFFSET(Import.PLQ,$A42-1,T$15-1,1,1))))","v":0},{"$f":"IF(U$13=\"\",0,CHOOSE(Detalhamento.OpçãoServiços,OFFSET(Import.PLQ,$A42-1,U$15-1,1,1),IF(ISNUMBER(INDEX(Import.PLE,Detalhamento!$E42,Detalhamento!U$15)),IF(INDEX(Import.PLE,Detalhamento!$E42,Detalhamento!U$15)<=mediçao,OFFSET(Import.PLQ,$A42-1,U$15-1,1,1),0),0),IF(ISNUMBER(INDEX(Import.PLE,Detalhamento!$E42,Detalhamento!U$15)),IF(INDEX(Import.PLE,Detalhamento!$E42,Detalhamento!U$15)<=mediçao,0,OFFSET(Import.PLQ,$A42-1,U$15-1,1,1)),OFFSET(Import.PLQ,$A42-1,U$15-1,1,1))))","v":0},{"$f":"IF(V$13=\"\",0,CHOOSE(Detalhamento.OpçãoServiços,OFFSET(Import.PLQ,$A42-1,V$15-1,1,1),IF(ISNUMBER(INDEX(Import.PLE,Detalhamento!$E42,Detalhamento!V$15)),IF(INDEX(Import.PLE,Detalhamento!$E42,Detalhamento!V$15)<=mediçao,OFFSET(Import.PLQ,$A42-1,V$15-1,1,1),0),0),IF(ISNUMBER(INDEX(Import.PLE,Detalhamento!$E42,Detalhamento!V$15)),IF(INDEX(Import.PLE,Detalhamento!$E42,Detalhamento!V$15)<=mediçao,0,OFFSET(Import.PLQ,$A42-1,V$15-1,1,1)),OFFSET(Import.PLQ,$A42-1,V$15-1,1,1))))","v":0},{"$f":"IF(W$13=\"\",0,CHOOSE(Detalhamento.OpçãoServiços,OFFSET(Import.PLQ,$A42-1,W$15-1,1,1),IF(ISNUMBER(INDEX(Import.PLE,Detalhamento!$E42,Detalhamento!W$15)),IF(INDEX(Import.PLE,Detalhamento!$E42,Detalhamento!W$15)<=mediçao,OFFSET(Import.PLQ,$A42-1,W$15-1,1,1),0),0),IF(ISNUMBER(INDEX(Import.PLE,Detalhamento!$E42,Detalhamento!W$15)),IF(INDEX(Import.PLE,Detalhamento!$E42,Detalhamento!W$15)<=mediçao,0,OFFSET(Import.PLQ,$A42-1,W$15-1,1,1)),OFFSET(Import.PLQ,$A42-1,W$15-1,1,1))))","v":0},{"$f":"IF(X$13=\"\",0,CHOOSE(Detalhamento.OpçãoServiços,OFFSET(Import.PLQ,$A42-1,X$15-1,1,1),IF(ISNUMBER(INDEX(Import.PLE,Detalhamento!$E42,Detalhamento!X$15)),IF(INDEX(Import.PLE,Detalhamento!$E42,Detalhamento!X$15)<=mediçao,OFFSET(Import.PLQ,$A42-1,X$15-1,1,1),0),0),IF(ISNUMBER(INDEX(Import.PLE,Detalhamento!$E42,Detalhamento!X$15)),IF(INDEX(Import.PLE,Detalhamento!$E42,Detalhamento!X$15)<=mediçao,0,OFFSET(Import.PLQ,$A42-1,X$15-1,1,1)),OFFSET(Import.PLQ,$A42-1,X$15-1,1,1))))","v":0},{"$f":"IF(Y$13=\"\",0,CHOOSE(Detalhamento.OpçãoServiços,OFFSET(Import.PLQ,$A42-1,Y$15-1,1,1),IF(ISNUMBER(INDEX(Import.PLE,Detalhamento!$E42,Detalhamento!Y$15)),IF(INDEX(Import.PLE,Detalhamento!$E42,Detalhamento!Y$15)<=mediçao,OFFSET(Import.PLQ,$A42-1,Y$15-1,1,1),0),0),IF(ISNUMBER(INDEX(Import.PLE,Detalhamento!$E42,Detalhamento!Y$15)),IF(INDEX(Import.PLE,Detalhamento!$E42,Detalhamento!Y$15)<=mediçao,0,OFFSET(Import.PLQ,$A42-1,Y$15-1,1,1)),OFFSET(Import.PLQ,$A42-1,Y$15-1,1,1))))","v":0},{"$f":"IF(Z$13=\"\",0,CHOOSE(Detalhamento.OpçãoServiços,OFFSET(Import.PLQ,$A42-1,Z$15-1,1,1),IF(ISNUMBER(INDEX(Import.PLE,Detalhamento!$E42,Detalhamento!Z$15)),IF(INDEX(Import.PLE,Detalhamento!$E42,Detalhamento!Z$15)<=mediçao,OFFSET(Import.PLQ,$A42-1,Z$15-1,1,1),0),0),IF(ISNUMBER(INDEX(Import.PLE,Detalhamento!$E42,Detalhamento!Z$15)),IF(INDEX(Import.PLE,Detalhamento!$E42,Detalhamento!Z$15)<=mediçao,0,OFFSET(Import.PLQ,$A42-1,Z$15-1,1,1)),OFFSET(Import.PLQ,$A42-1,Z$15-1,1,1))))","v":0},{"$f":"IF(AA$13=\"\",0,CHOOSE(Detalhamento.OpçãoServiços,OFFSET(Import.PLQ,$A42-1,AA$15-1,1,1),IF(ISNUMBER(INDEX(Import.PLE,Detalhamento!$E42,Detalhamento!AA$15)),IF(INDEX(Import.PLE,Detalhamento!$E42,Detalhamento!AA$15)<=mediçao,OFFSET(Import.PLQ,$A42-1,AA$15-1,1,1),0),0),IF(ISNUMBER(INDEX(Import.PLE,Detalhamento!$E42,Detalhamento!AA$15)),IF(INDEX(Import.PLE,Detalhamento!$E42,Detalhamento!AA$15)<=mediçao,0,OFFSET(Import.PLQ,$A42-1,AA$15-1,1,1)),OFFSET(Import.PLQ,$A42-1,AA$15-1,1,1))))","v":0},{"$f":"IF(AB$13=\"\",0,CHOOSE(Detalhamento.OpçãoServiços,OFFSET(Import.PLQ,$A42-1,AB$15-1,1,1),IF(ISNUMBER(INDEX(Import.PLE,Detalhamento!$E42,Detalhamento!AB$15)),IF(INDEX(Import.PLE,Detalhamento!$E42,Detalhamento!AB$15)<=mediçao,OFFSET(Import.PLQ,$A42-1,AB$15-1,1,1),0),0),IF(ISNUMBER(INDEX(Import.PLE,Detalhamento!$E42,Detalhamento!AB$15)),IF(INDEX(Import.PLE,Detalhamento!$E42,Detalhamento!AB$15)<=mediçao,0,OFFSET(Import.PLQ,$A42-1,AB$15-1,1,1)),OFFSET(Import.PLQ,$A42-1,AB$15-1,1,1))))","v":0},{"$f":"IF(AC$13=\"\",0,CHOOSE(Detalhamento.OpçãoServiços,OFFSET(Import.PLQ,$A42-1,AC$15-1,1,1),IF(ISNUMBER(INDEX(Import.PLE,Detalhamento!$E42,Detalhamento!AC$15)),IF(INDEX(Import.PLE,Detalhamento!$E42,Detalhamento!AC$15)<=mediçao,OFFSET(Import.PLQ,$A42-1,AC$15-1,1,1),0),0),IF(ISNUMBER(INDEX(Import.PLE,Detalhamento!$E42,Detalhamento!AC$15)),IF(INDEX(Import.PLE,Detalhamento!$E42,Detalhamento!AC$15)<=mediçao,0,OFFSET(Import.PLQ,$A42-1,AC$15-1,1,1)),OFFSET(Import.PLQ,$A42-1,AC$15-1,1,1))))","v":0},{"$f":"IF(AD$13=\"\",0,CHOOSE(Detalhamento.OpçãoServiços,OFFSET(Import.PLQ,$A42-1,AD$15-1,1,1),IF(ISNUMBER(INDEX(Import.PLE,Detalhamento!$E42,Detalhamento!AD$15)),IF(INDEX(Import.PLE,Detalhamento!$E42,Detalhamento!AD$15)<=mediçao,OFFSET(Import.PLQ,$A42-1,AD$15-1,1,1),0),0),IF(ISNUMBER(INDEX(Import.PLE,Detalhamento!$E42,Detalhamento!AD$15)),IF(INDEX(Import.PLE,Detalhamento!$E42,Detalhamento!AD$15)<=mediçao,0,OFFSET(Import.PLQ,$A42-1,AD$15-1,1,1)),OFFSET(Import.PLQ,$A42-1,AD$15-1,1,1))))","v":0},{"$f":"IF(AE$13=\"\",0,CHOOSE(Detalhamento.OpçãoServiços,OFFSET(Import.PLQ,$A42-1,AE$15-1,1,1),IF(ISNUMBER(INDEX(Import.PLE,Detalhamento!$E42,Detalhamento!AE$15)),IF(INDEX(Import.PLE,Detalhamento!$E42,Detalhamento!AE$15)<=mediçao,OFFSET(Import.PLQ,$A42-1,AE$15-1,1,1),0),0),IF(ISNUMBER(INDEX(Import.PLE,Detalhamento!$E42,Detalhamento!AE$15)),IF(INDEX(Import.PLE,Detalhamento!$E42,Detalhamento!AE$15)<=mediçao,0,OFFSET(Import.PLQ,$A42-1,AE$15-1,1,1)),OFFSET(Import.PLQ,$A42-1,AE$15-1,1,1))))","v":0},{"$f":"IF(AF$13=\"\",0,CHOOSE(Detalhamento.OpçãoServiços,OFFSET(Import.PLQ,$A42-1,AF$15-1,1,1),IF(ISNUMBER(INDEX(Import.PLE,Detalhamento!$E42,Detalhamento!AF$15)),IF(INDEX(Import.PLE,Detalhamento!$E42,Detalhamento!AF$15)<=mediçao,OFFSET(Import.PLQ,$A42-1,AF$15-1,1,1),0),0),IF(ISNUMBER(INDEX(Import.PLE,Detalhamento!$E42,Detalhamento!AF$15)),IF(INDEX(Import.PLE,Detalhamento!$E42,Detalhamento!AF$15)<=mediçao,0,OFFSET(Import.PLQ,$A42-1,AF$15-1,1,1)),OFFSET(Import.PLQ,$A42-1,AF$15-1,1,1))))","v":0},{"$f":"IF(AG$13=\"\",0,CHOOSE(Detalhamento.OpçãoServiços,OFFSET(Import.PLQ,$A42-1,AG$15-1,1,1),IF(ISNUMBER(INDEX(Import.PLE,Detalhamento!$E42,Detalhamento!AG$15)),IF(INDEX(Import.PLE,Detalhamento!$E42,Detalhamento!AG$15)<=mediçao,OFFSET(Import.PLQ,$A42-1,AG$15-1,1,1),0),0),IF(ISNUMBER(INDEX(Import.PLE,Detalhamento!$E42,Detalhamento!AG$15)),IF(INDEX(Import.PLE,Detalhamento!$E42,Detalhamento!AG$15)<=mediçao,0,OFFSET(Import.PLQ,$A42-1,AG$15-1,1,1)),OFFSET(Import.PLQ,$A42-1,AG$15-1,1,1))))","v":0},{"$f":"IF(AH$13=\"\",0,CHOOSE(Detalhamento.OpçãoServiços,OFFSET(Import.PLQ,$A42-1,AH$15-1,1,1),IF(ISNUMBER(INDEX(Import.PLE,Detalhamento!$E42,Detalhamento!AH$15)),IF(INDEX(Import.PLE,Detalhamento!$E42,Detalhamento!AH$15)<=mediçao,OFFSET(Import.PLQ,$A42-1,AH$15-1,1,1),0),0),IF(ISNUMBER(INDEX(Import.PLE,Detalhamento!$E42,Detalhamento!AH$15)),IF(INDEX(Import.PLE,Detalhamento!$E42,Detalhamento!AH$15)<=mediçao,0,OFFSET(Import.PLQ,$A42-1,AH$15-1,1,1)),OFFSET(Import.PLQ,$A42-1,AH$15-1,1,1))))","v":0},{"$f":"IF(AI$13=\"\",0,CHOOSE(Detalhamento.OpçãoServiços,OFFSET(Import.PLQ,$A42-1,AI$15-1,1,1),IF(ISNUMBER(INDEX(Import.PLE,Detalhamento!$E42,Detalhamento!AI$15)),IF(INDEX(Import.PLE,Detalhamento!$E42,Detalhamento!AI$15)<=mediçao,OFFSET(Import.PLQ,$A42-1,AI$15-1,1,1),0),0),IF(ISNUMBER(INDEX(Import.PLE,Detalhamento!$E42,Detalhamento!AI$15)),IF(INDEX(Import.PLE,Detalhamento!$E42,Detalhamento!AI$15)<=mediçao,0,OFFSET(Import.PLQ,$A42-1,AI$15-1,1,1)),OFFSET(Import.PLQ,$A42-1,AI$15-1,1,1))))","v":0},{"$f":"IF(AJ$13=\"\",0,CHOOSE(Detalhamento.OpçãoServiços,OFFSET(Import.PLQ,$A42-1,AJ$15-1,1,1),IF(ISNUMBER(INDEX(Import.PLE,Detalhamento!$E42,Detalhamento!AJ$15)),IF(INDEX(Import.PLE,Detalhamento!$E42,Detalhamento!AJ$15)<=mediçao,OFFSET(Import.PLQ,$A42-1,AJ$15-1,1,1),0),0),IF(ISNUMBER(INDEX(Import.PLE,Detalhamento!$E42,Detalhamento!AJ$15)),IF(INDEX(Import.PLE,Detalhamento!$E42,Detalhamento!AJ$15)<=mediçao,0,OFFSET(Import.PLQ,$A42-1,AJ$15-1,1,1)),OFFSET(Import.PLQ,$A42-1,AJ$15-1,1,1))))","v":0},{"$f":"IF(AK$13=\"\",0,CHOOSE(Detalhamento.OpçãoServiços,OFFSET(Import.PLQ,$A42-1,AK$15-1,1,1),IF(ISNUMBER(INDEX(Import.PLE,Detalhamento!$E42,Detalhamento!AK$15)),IF(INDEX(Import.PLE,Detalhamento!$E42,Detalhamento!AK$15)<=mediçao,OFFSET(Import.PLQ,$A42-1,AK$15-1,1,1),0),0),IF(ISNUMBER(INDEX(Import.PLE,Detalhamento!$E42,Detalhamento!AK$15)),IF(INDEX(Import.PLE,Detalhamento!$E42,Detalhamento!AK$15)<=mediçao,0,OFFSET(Import.PLQ,$A42-1,AK$15-1,1,1)),OFFSET(Import.PLQ,$A42-1,AK$15-1,1,1))))","v":0},{"$f":"IF(AL$13=\"\",0,CHOOSE(Detalhamento.OpçãoServiços,OFFSET(Import.PLQ,$A42-1,AL$15-1,1,1),IF(ISNUMBER(INDEX(Import.PLE,Detalhamento!$E42,Detalhamento!AL$15)),IF(INDEX(Import.PLE,Detalhamento!$E42,Detalhamento!AL$15)<=mediçao,OFFSET(Import.PLQ,$A42-1,AL$15-1,1,1),0),0),IF(ISNUMBER(INDEX(Import.PLE,Detalhamento!$E42,Detalhamento!AL$15)),IF(INDEX(Import.PLE,Detalhamento!$E42,Detalhamento!AL$15)<=mediçao,0,OFFSET(Import.PLQ,$A42-1,AL$15-1,1,1)),OFFSET(Import.PLQ,$A42-1,AL$15-1,1,1))))","v":0},{"$f":"IF(AM$13=\"\",0,CHOOSE(Detalhamento.OpçãoServiços,OFFSET(Import.PLQ,$A42-1,AM$15-1,1,1),IF(ISNUMBER(INDEX(Import.PLE,Detalhamento!$E42,Detalhamento!AM$15)),IF(INDEX(Import.PLE,Detalhamento!$E42,Detalhamento!AM$15)<=mediçao,OFFSET(Import.PLQ,$A42-1,AM$15-1,1,1),0),0),IF(ISNUMBER(INDEX(Import.PLE,Detalhamento!$E42,Detalhamento!AM$15)),IF(INDEX(Import.PLE,Detalhamento!$E42,Detalhamento!AM$15)<=mediçao,0,OFFSET(Import.PLQ,$A42-1,AM$15-1,1,1)),OFFSET(Import.PLQ,$A42-1,AM$15-1,1,1))))","v":0},{"$f":"IF(AN$13=\"\",0,CHOOSE(Detalhamento.OpçãoServiços,OFFSET(Import.PLQ,$A42-1,AN$15-1,1,1),IF(ISNUMBER(INDEX(Import.PLE,Detalhamento!$E42,Detalhamento!AN$15)),IF(INDEX(Import.PLE,Detalhamento!$E42,Detalhamento!AN$15)<=mediçao,OFFSET(Import.PLQ,$A42-1,AN$15-1,1,1),0),0),IF(ISNUMBER(INDEX(Import.PLE,Detalhamento!$E42,Detalhamento!AN$15)),IF(INDEX(Import.PLE,Detalhamento!$E42,Detalhamento!AN$15)<=mediçao,0,OFFSET(Import.PLQ,$A42-1,AN$15-1,1,1)),OFFSET(Import.PLQ,$A42-1,AN$15-1,1,1))))","v":0},{"$f":"IF(AO$13=\"\",0,CHOOSE(Detalhamento.OpçãoServiços,OFFSET(Import.PLQ,$A42-1,AO$15-1,1,1),IF(ISNUMBER(INDEX(Import.PLE,Detalhamento!$E42,Detalhamento!AO$15)),IF(INDEX(Import.PLE,Detalhamento!$E42,Detalhamento!AO$15)<=mediçao,OFFSET(Import.PLQ,$A42-1,AO$15-1,1,1),0),0),IF(ISNUMBER(INDEX(Import.PLE,Detalhamento!$E42,Detalhamento!AO$15)),IF(INDEX(Import.PLE,Detalhamento!$E42,Detalhamento!AO$15)<=mediçao,0,OFFSET(Import.PLQ,$A42-1,AO$15-1,1,1)),OFFSET(Import.PLQ,$A42-1,AO$15-1,1,1))))","v":0},{"$f":"IF(AP$13=\"\",0,CHOOSE(Detalhamento.OpçãoServiços,OFFSET(Import.PLQ,$A42-1,AP$15-1,1,1),IF(ISNUMBER(INDEX(Import.PLE,Detalhamento!$E42,Detalhamento!AP$15)),IF(INDEX(Import.PLE,Detalhamento!$E42,Detalhamento!AP$15)<=mediçao,OFFSET(Import.PLQ,$A42-1,AP$15-1,1,1),0),0),IF(ISNUMBER(INDEX(Import.PLE,Detalhamento!$E42,Detalhamento!AP$15)),IF(INDEX(Import.PLE,Detalhamento!$E42,Detalhamento!AP$15)<=mediçao,0,OFFSET(Import.PLQ,$A42-1,AP$15-1,1,1)),OFFSET(Import.PLQ,$A42-1,AP$15-1,1,1))))","v":0},{"$f":"IF(AQ$13=\"\",0,CHOOSE(Detalhamento.OpçãoServiços,OFFSET(Import.PLQ,$A42-1,AQ$15-1,1,1),IF(ISNUMBER(INDEX(Import.PLE,Detalhamento!$E42,Detalhamento!AQ$15)),IF(INDEX(Import.PLE,Detalhamento!$E42,Detalhamento!AQ$15)<=mediçao,OFFSET(Import.PLQ,$A42-1,AQ$15-1,1,1),0),0),IF(ISNUMBER(INDEX(Import.PLE,Detalhamento!$E42,Detalhamento!AQ$15)),IF(INDEX(Import.PLE,Detalhamento!$E42,Detalhamento!AQ$15)<=mediçao,0,OFFSET(Import.PLQ,$A42-1,AQ$15-1,1,1)),OFFSET(Import.PLQ,$A42-1,AQ$15-1,1,1))))","v":0},{"$f":"IF(AR$13=\"\",0,CHOOSE(Detalhamento.OpçãoServiços,OFFSET(Import.PLQ,$A42-1,AR$15-1,1,1),IF(ISNUMBER(INDEX(Import.PLE,Detalhamento!$E42,Detalhamento!AR$15)),IF(INDEX(Import.PLE,Detalhamento!$E42,Detalhamento!AR$15)<=mediçao,OFFSET(Import.PLQ,$A42-1,AR$15-1,1,1),0),0),IF(ISNUMBER(INDEX(Import.PLE,Detalhamento!$E42,Detalhamento!AR$15)),IF(INDEX(Import.PLE,Detalhamento!$E42,Detalhamento!AR$15)<=mediçao,0,OFFSET(Import.PLQ,$A42-1,AR$15-1,1,1)),OFFSET(Import.PLQ,$A42-1,AR$15-1,1,1))))","v":0},{"$f":"IF(AS$13=\"\",0,CHOOSE(Detalhamento.OpçãoServiços,OFFSET(Import.PLQ,$A42-1,AS$15-1,1,1),IF(ISNUMBER(INDEX(Import.PLE,Detalhamento!$E42,Detalhamento!AS$15)),IF(INDEX(Import.PLE,Detalhamento!$E42,Detalhamento!AS$15)<=mediçao,OFFSET(Import.PLQ,$A42-1,AS$15-1,1,1),0),0),IF(ISNUMBER(INDEX(Import.PLE,Detalhamento!$E42,Detalhamento!AS$15)),IF(INDEX(Import.PLE,Detalhamento!$E42,Detalhamento!AS$15)<=mediçao,0,OFFSET(Import.PLQ,$A42-1,AS$15-1,1,1)),OFFSET(Import.PLQ,$A42-1,AS$15-1,1,1))))","v":0},{"$f":"IF(AT$13=\"\",0,CHOOSE(Detalhamento.OpçãoServiços,OFFSET(Import.PLQ,$A42-1,AT$15-1,1,1),IF(ISNUMBER(INDEX(Import.PLE,Detalhamento!$E42,Detalhamento!AT$15)),IF(INDEX(Import.PLE,Detalhamento!$E42,Detalhamento!AT$15)<=mediçao,OFFSET(Import.PLQ,$A42-1,AT$15-1,1,1),0),0),IF(ISNUMBER(INDEX(Import.PLE,Detalhamento!$E42,Detalhamento!AT$15)),IF(INDEX(Import.PLE,Detalhamento!$E42,Detalhamento!AT$15)<=mediçao,0,OFFSET(Import.PLQ,$A42-1,AT$15-1,1,1)),OFFSET(Import.PLQ,$A42-1,AT$15-1,1,1))))","v":0},{"$f":"IF(AU$13=\"\",0,CHOOSE(Detalhamento.OpçãoServiços,OFFSET(Import.PLQ,$A42-1,AU$15-1,1,1),IF(ISNUMBER(INDEX(Import.PLE,Detalhamento!$E42,Detalhamento!AU$15)),IF(INDEX(Import.PLE,Detalhamento!$E42,Detalhamento!AU$15)<=mediçao,OFFSET(Import.PLQ,$A42-1,AU$15-1,1,1),0),0),IF(ISNUMBER(INDEX(Import.PLE,Detalhamento!$E42,Detalhamento!AU$15)),IF(INDEX(Import.PLE,Detalhamento!$E42,Detalhamento!AU$15)<=mediçao,0,OFFSET(Import.PLQ,$A42-1,AU$15-1,1,1)),OFFSET(Import.PLQ,$A42-1,AU$15-1,1,1))))","v":0},{"$f":"IF(AV$13=\"\",0,CHOOSE(Detalhamento.OpçãoServiços,OFFSET(Import.PLQ,$A42-1,AV$15-1,1,1),IF(ISNUMBER(INDEX(Import.PLE,Detalhamento!$E42,Detalhamento!AV$15)),IF(INDEX(Import.PLE,Detalhamento!$E42,Detalhamento!AV$15)<=mediçao,OFFSET(Import.PLQ,$A42-1,AV$15-1,1,1),0),0),IF(ISNUMBER(INDEX(Import.PLE,Detalhamento!$E42,Detalhamento!AV$15)),IF(INDEX(Import.PLE,Detalhamento!$E42,Detalhamento!AV$15)<=mediçao,0,OFFSET(Import.PLQ,$A42-1,AV$15-1,1,1)),OFFSET(Import.PLQ,$A42-1,AV$15-1,1,1))))","v":0},{"$f":"IF(AW$13=\"\",0,CHOOSE(Detalhamento.OpçãoServiços,OFFSET(Import.PLQ,$A42-1,AW$15-1,1,1),IF(ISNUMBER(INDEX(Import.PLE,Detalhamento!$E42,Detalhamento!AW$15)),IF(INDEX(Import.PLE,Detalhamento!$E42,Detalhamento!AW$15)<=mediçao,OFFSET(Import.PLQ,$A42-1,AW$15-1,1,1),0),0),IF(ISNUMBER(INDEX(Import.PLE,Detalhamento!$E42,Detalhamento!AW$15)),IF(INDEX(Import.PLE,Detalhamento!$E42,Detalhamento!AW$15)<=mediçao,0,OFFSET(Import.PLQ,$A42-1,AW$15-1,1,1)),OFFSET(Import.PLQ,$A42-1,AW$15-1,1,1))))","v":0},{"$f":"IF(AX$13=\"\",0,CHOOSE(Detalhamento.OpçãoServiços,OFFSET(Import.PLQ,$A42-1,AX$15-1,1,1),IF(ISNUMBER(INDEX(Import.PLE,Detalhamento!$E42,Detalhamento!AX$15)),IF(INDEX(Import.PLE,Detalhamento!$E42,Detalhamento!AX$15)<=mediçao,OFFSET(Import.PLQ,$A42-1,AX$15-1,1,1),0),0),IF(ISNUMBER(INDEX(Import.PLE,Detalhamento!$E42,Detalhamento!AX$15)),IF(INDEX(Import.PLE,Detalhamento!$E42,Detalhamento!AX$15)<=mediçao,0,OFFSET(Import.PLQ,$A42-1,AX$15-1,1,1)),OFFSET(Import.PLQ,$A42-1,AX$15-1,1,1))))","v":0},{"$f":"IF(AY$13=\"\",0,CHOOSE(Detalhamento.OpçãoServiços,OFFSET(Import.PLQ,$A42-1,AY$15-1,1,1),IF(ISNUMBER(INDEX(Import.PLE,Detalhamento!$E42,Detalhamento!AY$15)),IF(INDEX(Import.PLE,Detalhamento!$E42,Detalhamento!AY$15)<=mediçao,OFFSET(Import.PLQ,$A42-1,AY$15-1,1,1),0),0),IF(ISNUMBER(INDEX(Import.PLE,Detalhamento!$E42,Detalhamento!AY$15)),IF(INDEX(Import.PLE,Detalhamento!$E42,Detalhamento!AY$15)<=mediçao,0,OFFSET(Import.PLQ,$A42-1,AY$15-1,1,1)),OFFSET(Import.PLQ,$A42-1,AY$15-1,1,1))))","v":0},{"$f":"IF(AZ$13=\"\",0,CHOOSE(Detalhamento.OpçãoServiços,OFFSET(Import.PLQ,$A42-1,AZ$15-1,1,1),IF(ISNUMBER(INDEX(Import.PLE,Detalhamento!$E42,Detalhamento!AZ$15)),IF(INDEX(Import.PLE,Detalhamento!$E42,Detalhamento!AZ$15)<=mediçao,OFFSET(Import.PLQ,$A42-1,AZ$15-1,1,1),0),0),IF(ISNUMBER(INDEX(Import.PLE,Detalhamento!$E42,Detalhamento!AZ$15)),IF(INDEX(Import.PLE,Detalhamento!$E42,Detalhamento!AZ$15)<=mediçao,0,OFFSET(Import.PLQ,$A42-1,AZ$15-1,1,1)),OFFSET(Import.PLQ,$A42-1,AZ$15-1,1,1))))","v":0},{"$f":"IF(BA$13=\"\",0,CHOOSE(Detalhamento.OpçãoServiços,OFFSET(Import.PLQ,$A42-1,BA$15-1,1,1),IF(ISNUMBER(INDEX(Import.PLE,Detalhamento!$E42,Detalhamento!BA$15)),IF(INDEX(Import.PLE,Detalhamento!$E42,Detalhamento!BA$15)<=mediçao,OFFSET(Import.PLQ,$A42-1,BA$15-1,1,1),0),0),IF(ISNUMBER(INDEX(Import.PLE,Detalhamento!$E42,Detalhamento!BA$15)),IF(INDEX(Import.PLE,Detalhamento!$E42,Detalhamento!BA$15)<=mediçao,0,OFFSET(Import.PLQ,$A42-1,BA$15-1,1,1)),OFFSET(Import.PLQ,$A42-1,BA$15-1,1,1))))","v":0},{"$f":"IF(BB$13=\"\",0,CHOOSE(Detalhamento.OpçãoServiços,OFFSET(Import.PLQ,$A42-1,BB$15-1,1,1),IF(ISNUMBER(INDEX(Import.PLE,Detalhamento!$E42,Detalhamento!BB$15)),IF(INDEX(Import.PLE,Detalhamento!$E42,Detalhamento!BB$15)<=mediçao,OFFSET(Import.PLQ,$A42-1,BB$15-1,1,1),0),0),IF(ISNUMBER(INDEX(Import.PLE,Detalhamento!$E42,Detalhamento!BB$15)),IF(INDEX(Import.PLE,Detalhamento!$E42,Detalhamento!BB$15)<=mediçao,0,OFFSET(Import.PLQ,$A42-1,BB$15-1,1,1)),OFFSET(Import.PLQ,$A42-1,BB$15-1,1,1))))","v":0},{"$f":"IF(BC$13=\"\",0,CHOOSE(Detalhamento.OpçãoServiços,OFFSET(Import.PLQ,$A42-1,BC$15-1,1,1),IF(ISNUMBER(INDEX(Import.PLE,Detalhamento!$E42,Detalhamento!BC$15)),IF(INDEX(Import.PLE,Detalhamento!$E42,Detalhamento!BC$15)<=mediçao,OFFSET(Import.PLQ,$A42-1,BC$15-1,1,1),0),0),IF(ISNUMBER(INDEX(Import.PLE,Detalhamento!$E42,Detalhamento!BC$15)),IF(INDEX(Import.PLE,Detalhamento!$E42,Detalhamento!BC$15)<=mediçao,0,OFFSET(Import.PLQ,$A42-1,BC$15-1,1,1)),OFFSET(Import.PLQ,$A42-1,BC$15-1,1,1))))","v":0},{"$f":"IF(BD$13=\"\",0,CHOOSE(Detalhamento.OpçãoServiços,OFFSET(Import.PLQ,$A42-1,BD$15-1,1,1),IF(ISNUMBER(INDEX(Import.PLE,Detalhamento!$E42,Detalhamento!BD$15)),IF(INDEX(Import.PLE,Detalhamento!$E42,Detalhamento!BD$15)<=mediçao,OFFSET(Import.PLQ,$A42-1,BD$15-1,1,1),0),0),IF(ISNUMBER(INDEX(Import.PLE,Detalhamento!$E42,Detalhamento!BD$15)),IF(INDEX(Import.PLE,Detalhamento!$E42,Detalhamento!BD$15)<=mediçao,0,OFFSET(Import.PLQ,$A42-1,BD$15-1,1,1)),OFFSET(Import.PLQ,$A42-1,BD$15-1,1,1))))","v":0},{"$f":"IF(BE$13=\"\",0,CHOOSE(Detalhamento.OpçãoServiços,OFFSET(Import.PLQ,$A42-1,BE$15-1,1,1),IF(ISNUMBER(INDEX(Import.PLE,Detalhamento!$E42,Detalhamento!BE$15)),IF(INDEX(Import.PLE,Detalhamento!$E42,Detalhamento!BE$15)<=mediçao,OFFSET(Import.PLQ,$A42-1,BE$15-1,1,1),0),0),IF(ISNUMBER(INDEX(Import.PLE,Detalhamento!$E42,Detalhamento!BE$15)),IF(INDEX(Import.PLE,Detalhamento!$E42,Detalhamento!BE$15)<=mediçao,0,OFFSET(Import.PLQ,$A42-1,BE$15-1,1,1)),OFFSET(Import.PLQ,$A42-1,BE$15-1,1,1))))","v":0},{"$f":"IF(BF$13=\"\",0,CHOOSE(Detalhamento.OpçãoServiços,OFFSET(Import.PLQ,$A42-1,BF$15-1,1,1),IF(ISNUMBER(INDEX(Import.PLE,Detalhamento!$E42,Detalhamento!BF$15)),IF(INDEX(Import.PLE,Detalhamento!$E42,Detalhamento!BF$15)<=mediçao,OFFSET(Import.PLQ,$A42-1,BF$15-1,1,1),0),0),IF(ISNUMBER(INDEX(Import.PLE,Detalhamento!$E42,Detalhamento!BF$15)),IF(INDEX(Import.PLE,Detalhamento!$E42,Detalhamento!BF$15)<=mediçao,0,OFFSET(Import.PLQ,$A42-1,BF$15-1,1,1)),OFFSET(Import.PLQ,$A42-1,BF$15-1,1,1))))","v":0},{"$f":"IF(BG$13=\"\",0,CHOOSE(Detalhamento.OpçãoServiços,OFFSET(Import.PLQ,$A42-1,BG$15-1,1,1),IF(ISNUMBER(INDEX(Import.PLE,Detalhamento!$E42,Detalhamento!BG$15)),IF(INDEX(Import.PLE,Detalhamento!$E42,Detalhamento!BG$15)<=mediçao,OFFSET(Import.PLQ,$A42-1,BG$15-1,1,1),0),0),IF(ISNUMBER(INDEX(Import.PLE,Detalhamento!$E42,Detalhamento!BG$15)),IF(INDEX(Import.PLE,Detalhamento!$E42,Detalhamento!BG$15)<=mediçao,0,OFFSET(Import.PLQ,$A42-1,BG$15-1,1,1)),OFFSET(Import.PLQ,$A42-1,BG$15-1,1,1))))","v":0},{"$f":"IF(BH$13=\"\",0,CHOOSE(Detalhamento.OpçãoServiços,OFFSET(Import.PLQ,$A42-1,BH$15-1,1,1),IF(ISNUMBER(INDEX(Import.PLE,Detalhamento!$E42,Detalhamento!BH$15)),IF(INDEX(Import.PLE,Detalhamento!$E42,Detalhamento!BH$15)<=mediçao,OFFSET(Import.PLQ,$A42-1,BH$15-1,1,1),0),0),IF(ISNUMBER(INDEX(Import.PLE,Detalhamento!$E42,Detalhamento!BH$15)),IF(INDEX(Import.PLE,Detalhamento!$E42,Detalhamento!BH$15)<=mediçao,0,OFFSET(Import.PLQ,$A42-1,BH$15-1,1,1)),OFFSET(Import.PLQ,$A42-1,BH$15-1,1,1))))","v":0},{"$f":"IF(BI$13=\"\",0,CHOOSE(Detalhamento.OpçãoServiços,OFFSET(Import.PLQ,$A42-1,BI$15-1,1,1),IF(ISNUMBER(INDEX(Import.PLE,Detalhamento!$E42,Detalhamento!BI$15)),IF(INDEX(Import.PLE,Detalhamento!$E42,Detalhamento!BI$15)<=mediçao,OFFSET(Import.PLQ,$A42-1,BI$15-1,1,1),0),0),IF(ISNUMBER(INDEX(Import.PLE,Detalhamento!$E42,Detalhamento!BI$15)),IF(INDEX(Import.PLE,Detalhamento!$E42,Detalhamento!BI$15)<=mediçao,0,OFFSET(Import.PLQ,$A42-1,BI$15-1,1,1)),OFFSET(Import.PLQ,$A42-1,BI$15-1,1,1))))","v":0}]
[27,"Nível",null,null,11,0,"1.7.","INSTALAÇÕES PLUVIAIS","","",null,{"$f":"IF(L$13=\"\",0,CHOOSE(Detalhamento.OpçãoServiços,OFFSET(Import.PLQ,$A43-1,L$15-1,1,1),IF(ISNUMBER(INDEX(Import.PLE,Detalhamento!$E43,Detalhamento!L$15)),IF(INDEX(Import.PLE,Detalhamento!$E43,Detalhamento!L$15)<=mediçao,OFFSET(Import.PLQ,$A43-1,L$15-1,1,1),0),0),IF(ISNUMBER(INDEX(Import.PLE,Detalhamento!$E43,Detalhamento!L$15)),IF(INDEX(Import.PLE,Detalhamento!$E43,Detalhamento!L$15)<=mediçao,0,OFFSET(Import.PLQ,$A43-1,L$15-1,1,1)),OFFSET(Import.PLQ,$A43-1,L$15-1,1,1))))","v":0},{"$f":"IF(M$13=\"\",0,CHOOSE(Detalhamento.OpçãoServiços,OFFSET(Import.PLQ,$A43-1,M$15-1,1,1),IF(ISNUMBER(INDEX(Import.PLE,Detalhamento!$E43,Detalhamento!M$15)),IF(INDEX(Import.PLE,Detalhamento!$E43,Detalhamento!M$15)<=mediçao,OFFSET(Import.PLQ,$A43-1,M$15-1,1,1),0),0),IF(ISNUMBER(INDEX(Import.PLE,Detalhamento!$E43,Detalhamento!M$15)),IF(INDEX(Import.PLE,Detalhamento!$E43,Detalhamento!M$15)<=mediçao,0,OFFSET(Import.PLQ,$A43-1,M$15-1,1,1)),OFFSET(Import.PLQ,$A43-1,M$15-1,1,1))))","v":0},{"$f":"IF(N$13=\"\",0,CHOOSE(Detalhamento.OpçãoServiços,OFFSET(Import.PLQ,$A43-1,N$15-1,1,1),IF(ISNUMBER(INDEX(Import.PLE,Detalhamento!$E43,Detalhamento!N$15)),IF(INDEX(Import.PLE,Detalhamento!$E43,Detalhamento!N$15)<=mediçao,OFFSET(Import.PLQ,$A43-1,N$15-1,1,1),0),0),IF(ISNUMBER(INDEX(Import.PLE,Detalhamento!$E43,Detalhamento!N$15)),IF(INDEX(Import.PLE,Detalhamento!$E43,Detalhamento!N$15)<=mediçao,0,OFFSET(Import.PLQ,$A43-1,N$15-1,1,1)),OFFSET(Import.PLQ,$A43-1,N$15-1,1,1))))","v":0},{"$f":"IF(O$13=\"\",0,CHOOSE(Detalhamento.OpçãoServiços,OFFSET(Import.PLQ,$A43-1,O$15-1,1,1),IF(ISNUMBER(INDEX(Import.PLE,Detalhamento!$E43,Detalhamento!O$15)),IF(INDEX(Import.PLE,Detalhamento!$E43,Detalhamento!O$15)<=mediçao,OFFSET(Import.PLQ,$A43-1,O$15-1,1,1),0),0),IF(ISNUMBER(INDEX(Import.PLE,Detalhamento!$E43,Detalhamento!O$15)),IF(INDEX(Import.PLE,Detalhamento!$E43,Detalhamento!O$15)<=mediçao,0,OFFSET(Import.PLQ,$A43-1,O$15-1,1,1)),OFFSET(Import.PLQ,$A43-1,O$15-1,1,1))))","v":0},{"$f":"IF(P$13=\"\",0,CHOOSE(Detalhamento.OpçãoServiços,OFFSET(Import.PLQ,$A43-1,P$15-1,1,1),IF(ISNUMBER(INDEX(Import.PLE,Detalhamento!$E43,Detalhamento!P$15)),IF(INDEX(Import.PLE,Detalhamento!$E43,Detalhamento!P$15)<=mediçao,OFFSET(Import.PLQ,$A43-1,P$15-1,1,1),0),0),IF(ISNUMBER(INDEX(Import.PLE,Detalhamento!$E43,Detalhamento!P$15)),IF(INDEX(Import.PLE,Detalhamento!$E43,Detalhamento!P$15)<=mediçao,0,OFFSET(Import.PLQ,$A43-1,P$15-1,1,1)),OFFSET(Import.PLQ,$A43-1,P$15-1,1,1))))","v":0},{"$f":"IF(Q$13=\"\",0,CHOOSE(Detalhamento.OpçãoServiços,OFFSET(Import.PLQ,$A43-1,Q$15-1,1,1),IF(ISNUMBER(INDEX(Import.PLE,Detalhamento!$E43,Detalhamento!Q$15)),IF(INDEX(Import.PLE,Detalhamento!$E43,Detalhamento!Q$15)<=mediçao,OFFSET(Import.PLQ,$A43-1,Q$15-1,1,1),0),0),IF(ISNUMBER(INDEX(Import.PLE,Detalhamento!$E43,Detalhamento!Q$15)),IF(INDEX(Import.PLE,Detalhamento!$E43,Detalhamento!Q$15)<=mediçao,0,OFFSET(Import.PLQ,$A43-1,Q$15-1,1,1)),OFFSET(Import.PLQ,$A43-1,Q$15-1,1,1))))","v":0},{"$f":"IF(R$13=\"\",0,CHOOSE(Detalhamento.OpçãoServiços,OFFSET(Import.PLQ,$A43-1,R$15-1,1,1),IF(ISNUMBER(INDEX(Import.PLE,Detalhamento!$E43,Detalhamento!R$15)),IF(INDEX(Import.PLE,Detalhamento!$E43,Detalhamento!R$15)<=mediçao,OFFSET(Import.PLQ,$A43-1,R$15-1,1,1),0),0),IF(ISNUMBER(INDEX(Import.PLE,Detalhamento!$E43,Detalhamento!R$15)),IF(INDEX(Import.PLE,Detalhamento!$E43,Detalhamento!R$15)<=mediçao,0,OFFSET(Import.PLQ,$A43-1,R$15-1,1,1)),OFFSET(Import.PLQ,$A43-1,R$15-1,1,1))))","v":0},{"$f":"IF(S$13=\"\",0,CHOOSE(Detalhamento.OpçãoServiços,OFFSET(Import.PLQ,$A43-1,S$15-1,1,1),IF(ISNUMBER(INDEX(Import.PLE,Detalhamento!$E43,Detalhamento!S$15)),IF(INDEX(Import.PLE,Detalhamento!$E43,Detalhamento!S$15)<=mediçao,OFFSET(Import.PLQ,$A43-1,S$15-1,1,1),0),0),IF(ISNUMBER(INDEX(Import.PLE,Detalhamento!$E43,Detalhamento!S$15)),IF(INDEX(Import.PLE,Detalhamento!$E43,Detalhamento!S$15)<=mediçao,0,OFFSET(Import.PLQ,$A43-1,S$15-1,1,1)),OFFSET(Import.PLQ,$A43-1,S$15-1,1,1))))","v":0},{"$f":"IF(T$13=\"\",0,CHOOSE(Detalhamento.OpçãoServiços,OFFSET(Import.PLQ,$A43-1,T$15-1,1,1),IF(ISNUMBER(INDEX(Import.PLE,Detalhamento!$E43,Detalhamento!T$15)),IF(INDEX(Import.PLE,Detalhamento!$E43,Detalhamento!T$15)<=mediçao,OFFSET(Import.PLQ,$A43-1,T$15-1,1,1),0),0),IF(ISNUMBER(INDEX(Import.PLE,Detalhamento!$E43,Detalhamento!T$15)),IF(INDEX(Import.PLE,Detalhamento!$E43,Detalhamento!T$15)<=mediçao,0,OFFSET(Import.PLQ,$A43-1,T$15-1,1,1)),OFFSET(Import.PLQ,$A43-1,T$15-1,1,1))))","v":0},{"$f":"IF(U$13=\"\",0,CHOOSE(Detalhamento.OpçãoServiços,OFFSET(Import.PLQ,$A43-1,U$15-1,1,1),IF(ISNUMBER(INDEX(Import.PLE,Detalhamento!$E43,Detalhamento!U$15)),IF(INDEX(Import.PLE,Detalhamento!$E43,Detalhamento!U$15)<=mediçao,OFFSET(Import.PLQ,$A43-1,U$15-1,1,1),0),0),IF(ISNUMBER(INDEX(Import.PLE,Detalhamento!$E43,Detalhamento!U$15)),IF(INDEX(Import.PLE,Detalhamento!$E43,Detalhamento!U$15)<=mediçao,0,OFFSET(Import.PLQ,$A43-1,U$15-1,1,1)),OFFSET(Import.PLQ,$A43-1,U$15-1,1,1))))","v":0},{"$f":"IF(V$13=\"\",0,CHOOSE(Detalhamento.OpçãoServiços,OFFSET(Import.PLQ,$A43-1,V$15-1,1,1),IF(ISNUMBER(INDEX(Import.PLE,Detalhamento!$E43,Detalhamento!V$15)),IF(INDEX(Import.PLE,Detalhamento!$E43,Detalhamento!V$15)<=mediçao,OFFSET(Import.PLQ,$A43-1,V$15-1,1,1),0),0),IF(ISNUMBER(INDEX(Import.PLE,Detalhamento!$E43,Detalhamento!V$15)),IF(INDEX(Import.PLE,Detalhamento!$E43,Detalhamento!V$15)<=mediçao,0,OFFSET(Import.PLQ,$A43-1,V$15-1,1,1)),OFFSET(Import.PLQ,$A43-1,V$15-1,1,1))))","v":0},{"$f":"IF(W$13=\"\",0,CHOOSE(Detalhamento.OpçãoServiços,OFFSET(Import.PLQ,$A43-1,W$15-1,1,1),IF(ISNUMBER(INDEX(Import.PLE,Detalhamento!$E43,Detalhamento!W$15)),IF(INDEX(Import.PLE,Detalhamento!$E43,Detalhamento!W$15)<=mediçao,OFFSET(Import.PLQ,$A43-1,W$15-1,1,1),0),0),IF(ISNUMBER(INDEX(Import.PLE,Detalhamento!$E43,Detalhamento!W$15)),IF(INDEX(Import.PLE,Detalhamento!$E43,Detalhamento!W$15)<=mediçao,0,OFFSET(Import.PLQ,$A43-1,W$15-1,1,1)),OFFSET(Import.PLQ,$A43-1,W$15-1,1,1))))","v":0},{"$f":"IF(X$13=\"\",0,CHOOSE(Detalhamento.OpçãoServiços,OFFSET(Import.PLQ,$A43-1,X$15-1,1,1),IF(ISNUMBER(INDEX(Import.PLE,Detalhamento!$E43,Detalhamento!X$15)),IF(INDEX(Import.PLE,Detalhamento!$E43,Detalhamento!X$15)<=mediçao,OFFSET(Import.PLQ,$A43-1,X$15-1,1,1),0),0),IF(ISNUMBER(INDEX(Import.PLE,Detalhamento!$E43,Detalhamento!X$15)),IF(INDEX(Import.PLE,Detalhamento!$E43,Detalhamento!X$15)<=mediçao,0,OFFSET(Import.PLQ,$A43-1,X$15-1,1,1)),OFFSET(Import.PLQ,$A43-1,X$15-1,1,1))))","v":0},{"$f":"IF(Y$13=\"\",0,CHOOSE(Detalhamento.OpçãoServiços,OFFSET(Import.PLQ,$A43-1,Y$15-1,1,1),IF(ISNUMBER(INDEX(Import.PLE,Detalhamento!$E43,Detalhamento!Y$15)),IF(INDEX(Import.PLE,Detalhamento!$E43,Detalhamento!Y$15)<=mediçao,OFFSET(Import.PLQ,$A43-1,Y$15-1,1,1),0),0),IF(ISNUMBER(INDEX(Import.PLE,Detalhamento!$E43,Detalhamento!Y$15)),IF(INDEX(Import.PLE,Detalhamento!$E43,Detalhamento!Y$15)<=mediçao,0,OFFSET(Import.PLQ,$A43-1,Y$15-1,1,1)),OFFSET(Import.PLQ,$A43-1,Y$15-1,1,1))))","v":0},{"$f":"IF(Z$13=\"\",0,CHOOSE(Detalhamento.OpçãoServiços,OFFSET(Import.PLQ,$A43-1,Z$15-1,1,1),IF(ISNUMBER(INDEX(Import.PLE,Detalhamento!$E43,Detalhamento!Z$15)),IF(INDEX(Import.PLE,Detalhamento!$E43,Detalhamento!Z$15)<=mediçao,OFFSET(Import.PLQ,$A43-1,Z$15-1,1,1),0),0),IF(ISNUMBER(INDEX(Import.PLE,Detalhamento!$E43,Detalhamento!Z$15)),IF(INDEX(Import.PLE,Detalhamento!$E43,Detalhamento!Z$15)<=mediçao,0,OFFSET(Import.PLQ,$A43-1,Z$15-1,1,1)),OFFSET(Import.PLQ,$A43-1,Z$15-1,1,1))))","v":0},{"$f":"IF(AA$13=\"\",0,CHOOSE(Detalhamento.OpçãoServiços,OFFSET(Import.PLQ,$A43-1,AA$15-1,1,1),IF(ISNUMBER(INDEX(Import.PLE,Detalhamento!$E43,Detalhamento!AA$15)),IF(INDEX(Import.PLE,Detalhamento!$E43,Detalhamento!AA$15)<=mediçao,OFFSET(Import.PLQ,$A43-1,AA$15-1,1,1),0),0),IF(ISNUMBER(INDEX(Import.PLE,Detalhamento!$E43,Detalhamento!AA$15)),IF(INDEX(Import.PLE,Detalhamento!$E43,Detalhamento!AA$15)<=mediçao,0,OFFSET(Import.PLQ,$A43-1,AA$15-1,1,1)),OFFSET(Import.PLQ,$A43-1,AA$15-1,1,1))))","v":0},{"$f":"IF(AB$13=\"\",0,CHOOSE(Detalhamento.OpçãoServiços,OFFSET(Import.PLQ,$A43-1,AB$15-1,1,1),IF(ISNUMBER(INDEX(Import.PLE,Detalhamento!$E43,Detalhamento!AB$15)),IF(INDEX(Import.PLE,Detalhamento!$E43,Detalhamento!AB$15)<=mediçao,OFFSET(Import.PLQ,$A43-1,AB$15-1,1,1),0),0),IF(ISNUMBER(INDEX(Import.PLE,Detalhamento!$E43,Detalhamento!AB$15)),IF(INDEX(Import.PLE,Detalhamento!$E43,Detalhamento!AB$15)<=mediçao,0,OFFSET(Import.PLQ,$A43-1,AB$15-1,1,1)),OFFSET(Import.PLQ,$A43-1,AB$15-1,1,1))))","v":0},{"$f":"IF(AC$13=\"\",0,CHOOSE(Detalhamento.OpçãoServiços,OFFSET(Import.PLQ,$A43-1,AC$15-1,1,1),IF(ISNUMBER(INDEX(Import.PLE,Detalhamento!$E43,Detalhamento!AC$15)),IF(INDEX(Import.PLE,Detalhamento!$E43,Detalhamento!AC$15)<=mediçao,OFFSET(Import.PLQ,$A43-1,AC$15-1,1,1),0),0),IF(ISNUMBER(INDEX(Import.PLE,Detalhamento!$E43,Detalhamento!AC$15)),IF(INDEX(Import.PLE,Detalhamento!$E43,Detalhamento!AC$15)<=mediçao,0,OFFSET(Import.PLQ,$A43-1,AC$15-1,1,1)),OFFSET(Import.PLQ,$A43-1,AC$15-1,1,1))))","v":0},{"$f":"IF(AD$13=\"\",0,CHOOSE(Detalhamento.OpçãoServiços,OFFSET(Import.PLQ,$A43-1,AD$15-1,1,1),IF(ISNUMBER(INDEX(Import.PLE,Detalhamento!$E43,Detalhamento!AD$15)),IF(INDEX(Import.PLE,Detalhamento!$E43,Detalhamento!AD$15)<=mediçao,OFFSET(Import.PLQ,$A43-1,AD$15-1,1,1),0),0),IF(ISNUMBER(INDEX(Import.PLE,Detalhamento!$E43,Detalhamento!AD$15)),IF(INDEX(Import.PLE,Detalhamento!$E43,Detalhamento!AD$15)<=mediçao,0,OFFSET(Import.PLQ,$A43-1,AD$15-1,1,1)),OFFSET(Import.PLQ,$A43-1,AD$15-1,1,1))))","v":0},{"$f":"IF(AE$13=\"\",0,CHOOSE(Detalhamento.OpçãoServiços,OFFSET(Import.PLQ,$A43-1,AE$15-1,1,1),IF(ISNUMBER(INDEX(Import.PLE,Detalhamento!$E43,Detalhamento!AE$15)),IF(INDEX(Import.PLE,Detalhamento!$E43,Detalhamento!AE$15)<=mediçao,OFFSET(Import.PLQ,$A43-1,AE$15-1,1,1),0),0),IF(ISNUMBER(INDEX(Import.PLE,Detalhamento!$E43,Detalhamento!AE$15)),IF(INDEX(Import.PLE,Detalhamento!$E43,Detalhamento!AE$15)<=mediçao,0,OFFSET(Import.PLQ,$A43-1,AE$15-1,1,1)),OFFSET(Import.PLQ,$A43-1,AE$15-1,1,1))))","v":0},{"$f":"IF(AF$13=\"\",0,CHOOSE(Detalhamento.OpçãoServiços,OFFSET(Import.PLQ,$A43-1,AF$15-1,1,1),IF(ISNUMBER(INDEX(Import.PLE,Detalhamento!$E43,Detalhamento!AF$15)),IF(INDEX(Import.PLE,Detalhamento!$E43,Detalhamento!AF$15)<=mediçao,OFFSET(Import.PLQ,$A43-1,AF$15-1,1,1),0),0),IF(ISNUMBER(INDEX(Import.PLE,Detalhamento!$E43,Detalhamento!AF$15)),IF(INDEX(Import.PLE,Detalhamento!$E43,Detalhamento!AF$15)<=mediçao,0,OFFSET(Import.PLQ,$A43-1,AF$15-1,1,1)),OFFSET(Import.PLQ,$A43-1,AF$15-1,1,1))))","v":0},{"$f":"IF(AG$13=\"\",0,CHOOSE(Detalhamento.OpçãoServiços,OFFSET(Import.PLQ,$A43-1,AG$15-1,1,1),IF(ISNUMBER(INDEX(Import.PLE,Detalhamento!$E43,Detalhamento!AG$15)),IF(INDEX(Import.PLE,Detalhamento!$E43,Detalhamento!AG$15)<=mediçao,OFFSET(Import.PLQ,$A43-1,AG$15-1,1,1),0),0),IF(ISNUMBER(INDEX(Import.PLE,Detalhamento!$E43,Detalhamento!AG$15)),IF(INDEX(Import.PLE,Detalhamento!$E43,Detalhamento!AG$15)<=mediçao,0,OFFSET(Import.PLQ,$A43-1,AG$15-1,1,1)),OFFSET(Import.PLQ,$A43-1,AG$15-1,1,1))))","v":0},{"$f":"IF(AH$13=\"\",0,CHOOSE(Detalhamento.OpçãoServiços,OFFSET(Import.PLQ,$A43-1,AH$15-1,1,1),IF(ISNUMBER(INDEX(Import.PLE,Detalhamento!$E43,Detalhamento!AH$15)),IF(INDEX(Import.PLE,Detalhamento!$E43,Detalhamento!AH$15)<=mediçao,OFFSET(Import.PLQ,$A43-1,AH$15-1,1,1),0),0),IF(ISNUMBER(INDEX(Import.PLE,Detalhamento!$E43,Detalhamento!AH$15)),IF(INDEX(Import.PLE,Detalhamento!$E43,Detalhamento!AH$15)<=mediçao,0,OFFSET(Import.PLQ,$A43-1,AH$15-1,1,1)),OFFSET(Import.PLQ,$A43-1,AH$15-1,1,1))))","v":0},{"$f":"IF(AI$13=\"\",0,CHOOSE(Detalhamento.OpçãoServiços,OFFSET(Import.PLQ,$A43-1,AI$15-1,1,1),IF(ISNUMBER(INDEX(Import.PLE,Detalhamento!$E43,Detalhamento!AI$15)),IF(INDEX(Import.PLE,Detalhamento!$E43,Detalhamento!AI$15)<=mediçao,OFFSET(Import.PLQ,$A43-1,AI$15-1,1,1),0),0),IF(ISNUMBER(INDEX(Import.PLE,Detalhamento!$E43,Detalhamento!AI$15)),IF(INDEX(Import.PLE,Detalhamento!$E43,Detalhamento!AI$15)<=mediçao,0,OFFSET(Import.PLQ,$A43-1,AI$15-1,1,1)),OFFSET(Import.PLQ,$A43-1,AI$15-1,1,1))))","v":0},{"$f":"IF(AJ$13=\"\",0,CHOOSE(Detalhamento.OpçãoServiços,OFFSET(Import.PLQ,$A43-1,AJ$15-1,1,1),IF(ISNUMBER(INDEX(Import.PLE,Detalhamento!$E43,Detalhamento!AJ$15)),IF(INDEX(Import.PLE,Detalhamento!$E43,Detalhamento!AJ$15)<=mediçao,OFFSET(Import.PLQ,$A43-1,AJ$15-1,1,1),0),0),IF(ISNUMBER(INDEX(Import.PLE,Detalhamento!$E43,Detalhamento!AJ$15)),IF(INDEX(Import.PLE,Detalhamento!$E43,Detalhamento!AJ$15)<=mediçao,0,OFFSET(Import.PLQ,$A43-1,AJ$15-1,1,1)),OFFSET(Import.PLQ,$A43-1,AJ$15-1,1,1))))","v":0},{"$f":"IF(AK$13=\"\",0,CHOOSE(Detalhamento.OpçãoServiços,OFFSET(Import.PLQ,$A43-1,AK$15-1,1,1),IF(ISNUMBER(INDEX(Import.PLE,Detalhamento!$E43,Detalhamento!AK$15)),IF(INDEX(Import.PLE,Detalhamento!$E43,Detalhamento!AK$15)<=mediçao,OFFSET(Import.PLQ,$A43-1,AK$15-1,1,1),0),0),IF(ISNUMBER(INDEX(Import.PLE,Detalhamento!$E43,Detalhamento!AK$15)),IF(INDEX(Import.PLE,Detalhamento!$E43,Detalhamento!AK$15)<=mediçao,0,OFFSET(Import.PLQ,$A43-1,AK$15-1,1,1)),OFFSET(Import.PLQ,$A43-1,AK$15-1,1,1))))","v":0},{"$f":"IF(AL$13=\"\",0,CHOOSE(Detalhamento.OpçãoServiços,OFFSET(Import.PLQ,$A43-1,AL$15-1,1,1),IF(ISNUMBER(INDEX(Import.PLE,Detalhamento!$E43,Detalhamento!AL$15)),IF(INDEX(Import.PLE,Detalhamento!$E43,Detalhamento!AL$15)<=mediçao,OFFSET(Import.PLQ,$A43-1,AL$15-1,1,1),0),0),IF(ISNUMBER(INDEX(Import.PLE,Detalhamento!$E43,Detalhamento!AL$15)),IF(INDEX(Import.PLE,Detalhamento!$E43,Detalhamento!AL$15)<=mediçao,0,OFFSET(Import.PLQ,$A43-1,AL$15-1,1,1)),OFFSET(Import.PLQ,$A43-1,AL$15-1,1,1))))","v":0},{"$f":"IF(AM$13=\"\",0,CHOOSE(Detalhamento.OpçãoServiços,OFFSET(Import.PLQ,$A43-1,AM$15-1,1,1),IF(ISNUMBER(INDEX(Import.PLE,Detalhamento!$E43,Detalhamento!AM$15)),IF(INDEX(Import.PLE,Detalhamento!$E43,Detalhamento!AM$15)<=mediçao,OFFSET(Import.PLQ,$A43-1,AM$15-1,1,1),0),0),IF(ISNUMBER(INDEX(Import.PLE,Detalhamento!$E43,Detalhamento!AM$15)),IF(INDEX(Import.PLE,Detalhamento!$E43,Detalhamento!AM$15)<=mediçao,0,OFFSET(Import.PLQ,$A43-1,AM$15-1,1,1)),OFFSET(Import.PLQ,$A43-1,AM$15-1,1,1))))","v":0},{"$f":"IF(AN$13=\"\",0,CHOOSE(Detalhamento.OpçãoServiços,OFFSET(Import.PLQ,$A43-1,AN$15-1,1,1),IF(ISNUMBER(INDEX(Import.PLE,Detalhamento!$E43,Detalhamento!AN$15)),IF(INDEX(Import.PLE,Detalhamento!$E43,Detalhamento!AN$15)<=mediçao,OFFSET(Import.PLQ,$A43-1,AN$15-1,1,1),0),0),IF(ISNUMBER(INDEX(Import.PLE,Detalhamento!$E43,Detalhamento!AN$15)),IF(INDEX(Import.PLE,Detalhamento!$E43,Detalhamento!AN$15)<=mediçao,0,OFFSET(Import.PLQ,$A43-1,AN$15-1,1,1)),OFFSET(Import.PLQ,$A43-1,AN$15-1,1,1))))","v":0},{"$f":"IF(AO$13=\"\",0,CHOOSE(Detalhamento.OpçãoServiços,OFFSET(Import.PLQ,$A43-1,AO$15-1,1,1),IF(ISNUMBER(INDEX(Import.PLE,Detalhamento!$E43,Detalhamento!AO$15)),IF(INDEX(Import.PLE,Detalhamento!$E43,Detalhamento!AO$15)<=mediçao,OFFSET(Import.PLQ,$A43-1,AO$15-1,1,1),0),0),IF(ISNUMBER(INDEX(Import.PLE,Detalhamento!$E43,Detalhamento!AO$15)),IF(INDEX(Import.PLE,Detalhamento!$E43,Detalhamento!AO$15)<=mediçao,0,OFFSET(Import.PLQ,$A43-1,AO$15-1,1,1)),OFFSET(Import.PLQ,$A43-1,AO$15-1,1,1))))","v":0},{"$f":"IF(AP$13=\"\",0,CHOOSE(Detalhamento.OpçãoServiços,OFFSET(Import.PLQ,$A43-1,AP$15-1,1,1),IF(ISNUMBER(INDEX(Import.PLE,Detalhamento!$E43,Detalhamento!AP$15)),IF(INDEX(Import.PLE,Detalhamento!$E43,Detalhamento!AP$15)<=mediçao,OFFSET(Import.PLQ,$A43-1,AP$15-1,1,1),0),0),IF(ISNUMBER(INDEX(Import.PLE,Detalhamento!$E43,Detalhamento!AP$15)),IF(INDEX(Import.PLE,Detalhamento!$E43,Detalhamento!AP$15)<=mediçao,0,OFFSET(Import.PLQ,$A43-1,AP$15-1,1,1)),OFFSET(Import.PLQ,$A43-1,AP$15-1,1,1))))","v":0},{"$f":"IF(AQ$13=\"\",0,CHOOSE(Detalhamento.OpçãoServiços,OFFSET(Import.PLQ,$A43-1,AQ$15-1,1,1),IF(ISNUMBER(INDEX(Import.PLE,Detalhamento!$E43,Detalhamento!AQ$15)),IF(INDEX(Import.PLE,Detalhamento!$E43,Detalhamento!AQ$15)<=mediçao,OFFSET(Import.PLQ,$A43-1,AQ$15-1,1,1),0),0),IF(ISNUMBER(INDEX(Import.PLE,Detalhamento!$E43,Detalhamento!AQ$15)),IF(INDEX(Import.PLE,Detalhamento!$E43,Detalhamento!AQ$15)<=mediçao,0,OFFSET(Import.PLQ,$A43-1,AQ$15-1,1,1)),OFFSET(Import.PLQ,$A43-1,AQ$15-1,1,1))))","v":0},{"$f":"IF(AR$13=\"\",0,CHOOSE(Detalhamento.OpçãoServiços,OFFSET(Import.PLQ,$A43-1,AR$15-1,1,1),IF(ISNUMBER(INDEX(Import.PLE,Detalhamento!$E43,Detalhamento!AR$15)),IF(INDEX(Import.PLE,Detalhamento!$E43,Detalhamento!AR$15)<=mediçao,OFFSET(Import.PLQ,$A43-1,AR$15-1,1,1),0),0),IF(ISNUMBER(INDEX(Import.PLE,Detalhamento!$E43,Detalhamento!AR$15)),IF(INDEX(Import.PLE,Detalhamento!$E43,Detalhamento!AR$15)<=mediçao,0,OFFSET(Import.PLQ,$A43-1,AR$15-1,1,1)),OFFSET(Import.PLQ,$A43-1,AR$15-1,1,1))))","v":0},{"$f":"IF(AS$13=\"\",0,CHOOSE(Detalhamento.OpçãoServiços,OFFSET(Import.PLQ,$A43-1,AS$15-1,1,1),IF(ISNUMBER(INDEX(Import.PLE,Detalhamento!$E43,Detalhamento!AS$15)),IF(INDEX(Import.PLE,Detalhamento!$E43,Detalhamento!AS$15)<=mediçao,OFFSET(Import.PLQ,$A43-1,AS$15-1,1,1),0),0),IF(ISNUMBER(INDEX(Import.PLE,Detalhamento!$E43,Detalhamento!AS$15)),IF(INDEX(Import.PLE,Detalhamento!$E43,Detalhamento!AS$15)<=mediçao,0,OFFSET(Import.PLQ,$A43-1,AS$15-1,1,1)),OFFSET(Import.PLQ,$A43-1,AS$15-1,1,1))))","v":0},{"$f":"IF(AT$13=\"\",0,CHOOSE(Detalhamento.OpçãoServiços,OFFSET(Import.PLQ,$A43-1,AT$15-1,1,1),IF(ISNUMBER(INDEX(Import.PLE,Detalhamento!$E43,Detalhamento!AT$15)),IF(INDEX(Import.PLE,Detalhamento!$E43,Detalhamento!AT$15)<=mediçao,OFFSET(Import.PLQ,$A43-1,AT$15-1,1,1),0),0),IF(ISNUMBER(INDEX(Import.PLE,Detalhamento!$E43,Detalhamento!AT$15)),IF(INDEX(Import.PLE,Detalhamento!$E43,Detalhamento!AT$15)<=mediçao,0,OFFSET(Import.PLQ,$A43-1,AT$15-1,1,1)),OFFSET(Import.PLQ,$A43-1,AT$15-1,1,1))))","v":0},{"$f":"IF(AU$13=\"\",0,CHOOSE(Detalhamento.OpçãoServiços,OFFSET(Import.PLQ,$A43-1,AU$15-1,1,1),IF(ISNUMBER(INDEX(Import.PLE,Detalhamento!$E43,Detalhamento!AU$15)),IF(INDEX(Import.PLE,Detalhamento!$E43,Detalhamento!AU$15)<=mediçao,OFFSET(Import.PLQ,$A43-1,AU$15-1,1,1),0),0),IF(ISNUMBER(INDEX(Import.PLE,Detalhamento!$E43,Detalhamento!AU$15)),IF(INDEX(Import.PLE,Detalhamento!$E43,Detalhamento!AU$15)<=mediçao,0,OFFSET(Import.PLQ,$A43-1,AU$15-1,1,1)),OFFSET(Import.PLQ,$A43-1,AU$15-1,1,1))))","v":0},{"$f":"IF(AV$13=\"\",0,CHOOSE(Detalhamento.OpçãoServiços,OFFSET(Import.PLQ,$A43-1,AV$15-1,1,1),IF(ISNUMBER(INDEX(Import.PLE,Detalhamento!$E43,Detalhamento!AV$15)),IF(INDEX(Import.PLE,Detalhamento!$E43,Detalhamento!AV$15)<=mediçao,OFFSET(Import.PLQ,$A43-1,AV$15-1,1,1),0),0),IF(ISNUMBER(INDEX(Import.PLE,Detalhamento!$E43,Detalhamento!AV$15)),IF(INDEX(Import.PLE,Detalhamento!$E43,Detalhamento!AV$15)<=mediçao,0,OFFSET(Import.PLQ,$A43-1,AV$15-1,1,1)),OFFSET(Import.PLQ,$A43-1,AV$15-1,1,1))))","v":0},{"$f":"IF(AW$13=\"\",0,CHOOSE(Detalhamento.OpçãoServiços,OFFSET(Import.PLQ,$A43-1,AW$15-1,1,1),IF(ISNUMBER(INDEX(Import.PLE,Detalhamento!$E43,Detalhamento!AW$15)),IF(INDEX(Import.PLE,Detalhamento!$E43,Detalhamento!AW$15)<=mediçao,OFFSET(Import.PLQ,$A43-1,AW$15-1,1,1),0),0),IF(ISNUMBER(INDEX(Import.PLE,Detalhamento!$E43,Detalhamento!AW$15)),IF(INDEX(Import.PLE,Detalhamento!$E43,Detalhamento!AW$15)<=mediçao,0,OFFSET(Import.PLQ,$A43-1,AW$15-1,1,1)),OFFSET(Import.PLQ,$A43-1,AW$15-1,1,1))))","v":0},{"$f":"IF(AX$13=\"\",0,CHOOSE(Detalhamento.OpçãoServiços,OFFSET(Import.PLQ,$A43-1,AX$15-1,1,1),IF(ISNUMBER(INDEX(Import.PLE,Detalhamento!$E43,Detalhamento!AX$15)),IF(INDEX(Import.PLE,Detalhamento!$E43,Detalhamento!AX$15)<=mediçao,OFFSET(Import.PLQ,$A43-1,AX$15-1,1,1),0),0),IF(ISNUMBER(INDEX(Import.PLE,Detalhamento!$E43,Detalhamento!AX$15)),IF(INDEX(Import.PLE,Detalhamento!$E43,Detalhamento!AX$15)<=mediçao,0,OFFSET(Import.PLQ,$A43-1,AX$15-1,1,1)),OFFSET(Import.PLQ,$A43-1,AX$15-1,1,1))))","v":0},{"$f":"IF(AY$13=\"\",0,CHOOSE(Detalhamento.OpçãoServiços,OFFSET(Import.PLQ,$A43-1,AY$15-1,1,1),IF(ISNUMBER(INDEX(Import.PLE,Detalhamento!$E43,Detalhamento!AY$15)),IF(INDEX(Import.PLE,Detalhamento!$E43,Detalhamento!AY$15)<=mediçao,OFFSET(Import.PLQ,$A43-1,AY$15-1,1,1),0),0),IF(ISNUMBER(INDEX(Import.PLE,Detalhamento!$E43,Detalhamento!AY$15)),IF(INDEX(Import.PLE,Detalhamento!$E43,Detalhamento!AY$15)<=mediçao,0,OFFSET(Import.PLQ,$A43-1,AY$15-1,1,1)),OFFSET(Import.PLQ,$A43-1,AY$15-1,1,1))))","v":0},{"$f":"IF(AZ$13=\"\",0,CHOOSE(Detalhamento.OpçãoServiços,OFFSET(Import.PLQ,$A43-1,AZ$15-1,1,1),IF(ISNUMBER(INDEX(Import.PLE,Detalhamento!$E43,Detalhamento!AZ$15)),IF(INDEX(Import.PLE,Detalhamento!$E43,Detalhamento!AZ$15)<=mediçao,OFFSET(Import.PLQ,$A43-1,AZ$15-1,1,1),0),0),IF(ISNUMBER(INDEX(Import.PLE,Detalhamento!$E43,Detalhamento!AZ$15)),IF(INDEX(Import.PLE,Detalhamento!$E43,Detalhamento!AZ$15)<=mediçao,0,OFFSET(Import.PLQ,$A43-1,AZ$15-1,1,1)),OFFSET(Import.PLQ,$A43-1,AZ$15-1,1,1))))","v":0},{"$f":"IF(BA$13=\"\",0,CHOOSE(Detalhamento.OpçãoServiços,OFFSET(Import.PLQ,$A43-1,BA$15-1,1,1),IF(ISNUMBER(INDEX(Import.PLE,Detalhamento!$E43,Detalhamento!BA$15)),IF(INDEX(Import.PLE,Detalhamento!$E43,Detalhamento!BA$15)<=mediçao,OFFSET(Import.PLQ,$A43-1,BA$15-1,1,1),0),0),IF(ISNUMBER(INDEX(Import.PLE,Detalhamento!$E43,Detalhamento!BA$15)),IF(INDEX(Import.PLE,Detalhamento!$E43,Detalhamento!BA$15)<=mediçao,0,OFFSET(Import.PLQ,$A43-1,BA$15-1,1,1)),OFFSET(Import.PLQ,$A43-1,BA$15-1,1,1))))","v":0},{"$f":"IF(BB$13=\"\",0,CHOOSE(Detalhamento.OpçãoServiços,OFFSET(Import.PLQ,$A43-1,BB$15-1,1,1),IF(ISNUMBER(INDEX(Import.PLE,Detalhamento!$E43,Detalhamento!BB$15)),IF(INDEX(Import.PLE,Detalhamento!$E43,Detalhamento!BB$15)<=mediçao,OFFSET(Import.PLQ,$A43-1,BB$15-1,1,1),0),0),IF(ISNUMBER(INDEX(Import.PLE,Detalhamento!$E43,Detalhamento!BB$15)),IF(INDEX(Import.PLE,Detalhamento!$E43,Detalhamento!BB$15)<=mediçao,0,OFFSET(Import.PLQ,$A43-1,BB$15-1,1,1)),OFFSET(Import.PLQ,$A43-1,BB$15-1,1,1))))","v":0},{"$f":"IF(BC$13=\"\",0,CHOOSE(Detalhamento.OpçãoServiços,OFFSET(Import.PLQ,$A43-1,BC$15-1,1,1),IF(ISNUMBER(INDEX(Import.PLE,Detalhamento!$E43,Detalhamento!BC$15)),IF(INDEX(Import.PLE,Detalhamento!$E43,Detalhamento!BC$15)<=mediçao,OFFSET(Import.PLQ,$A43-1,BC$15-1,1,1),0),0),IF(ISNUMBER(INDEX(Import.PLE,Detalhamento!$E43,Detalhamento!BC$15)),IF(INDEX(Import.PLE,Detalhamento!$E43,Detalhamento!BC$15)<=mediçao,0,OFFSET(Import.PLQ,$A43-1,BC$15-1,1,1)),OFFSET(Import.PLQ,$A43-1,BC$15-1,1,1))))","v":0},{"$f":"IF(BD$13=\"\",0,CHOOSE(Detalhamento.OpçãoServiços,OFFSET(Import.PLQ,$A43-1,BD$15-1,1,1),IF(ISNUMBER(INDEX(Import.PLE,Detalhamento!$E43,Detalhamento!BD$15)),IF(INDEX(Import.PLE,Detalhamento!$E43,Detalhamento!BD$15)<=mediçao,OFFSET(Import.PLQ,$A43-1,BD$15-1,1,1),0),0),IF(ISNUMBER(INDEX(Import.PLE,Detalhamento!$E43,Detalhamento!BD$15)),IF(INDEX(Import.PLE,Detalhamento!$E43,Detalhamento!BD$15)<=mediçao,0,OFFSET(Import.PLQ,$A43-1,BD$15-1,1,1)),OFFSET(Import.PLQ,$A43-1,BD$15-1,1,1))))","v":0},{"$f":"IF(BE$13=\"\",0,CHOOSE(Detalhamento.OpçãoServiços,OFFSET(Import.PLQ,$A43-1,BE$15-1,1,1),IF(ISNUMBER(INDEX(Import.PLE,Detalhamento!$E43,Detalhamento!BE$15)),IF(INDEX(Import.PLE,Detalhamento!$E43,Detalhamento!BE$15)<=mediçao,OFFSET(Import.PLQ,$A43-1,BE$15-1,1,1),0),0),IF(ISNUMBER(INDEX(Import.PLE,Detalhamento!$E43,Detalhamento!BE$15)),IF(INDEX(Import.PLE,Detalhamento!$E43,Detalhamento!BE$15)<=mediçao,0,OFFSET(Import.PLQ,$A43-1,BE$15-1,1,1)),OFFSET(Import.PLQ,$A43-1,BE$15-1,1,1))))","v":0},{"$f":"IF(BF$13=\"\",0,CHOOSE(Detalhamento.OpçãoServiços,OFFSET(Import.PLQ,$A43-1,BF$15-1,1,1),IF(ISNUMBER(INDEX(Import.PLE,Detalhamento!$E43,Detalhamento!BF$15)),IF(INDEX(Import.PLE,Detalhamento!$E43,Detalhamento!BF$15)<=mediçao,OFFSET(Import.PLQ,$A43-1,BF$15-1,1,1),0),0),IF(ISNUMBER(INDEX(Import.PLE,Detalhamento!$E43,Detalhamento!BF$15)),IF(INDEX(Import.PLE,Detalhamento!$E43,Detalhamento!BF$15)<=mediçao,0,OFFSET(Import.PLQ,$A43-1,BF$15-1,1,1)),OFFSET(Import.PLQ,$A43-1,BF$15-1,1,1))))","v":0},{"$f":"IF(BG$13=\"\",0,CHOOSE(Detalhamento.OpçãoServiços,OFFSET(Import.PLQ,$A43-1,BG$15-1,1,1),IF(ISNUMBER(INDEX(Import.PLE,Detalhamento!$E43,Detalhamento!BG$15)),IF(INDEX(Import.PLE,Detalhamento!$E43,Detalhamento!BG$15)<=mediçao,OFFSET(Import.PLQ,$A43-1,BG$15-1,1,1),0),0),IF(ISNUMBER(INDEX(Import.PLE,Detalhamento!$E43,Detalhamento!BG$15)),IF(INDEX(Import.PLE,Detalhamento!$E43,Detalhamento!BG$15)<=mediçao,0,OFFSET(Import.PLQ,$A43-1,BG$15-1,1,1)),OFFSET(Import.PLQ,$A43-1,BG$15-1,1,1))))","v":0},{"$f":"IF(BH$13=\"\",0,CHOOSE(Detalhamento.OpçãoServiços,OFFSET(Import.PLQ,$A43-1,BH$15-1,1,1),IF(ISNUMBER(INDEX(Import.PLE,Detalhamento!$E43,Detalhamento!BH$15)),IF(INDEX(Import.PLE,Detalhamento!$E43,Detalhamento!BH$15)<=mediçao,OFFSET(Import.PLQ,$A43-1,BH$15-1,1,1),0),0),IF(ISNUMBER(INDEX(Import.PLE,Detalhamento!$E43,Detalhamento!BH$15)),IF(INDEX(Import.PLE,Detalhamento!$E43,Detalhamento!BH$15)<=mediçao,0,OFFSET(Import.PLQ,$A43-1,BH$15-1,1,1)),OFFSET(Import.PLQ,$A43-1,BH$15-1,1,1))))","v":0},{"$f":"IF(BI$13=\"\",0,CHOOSE(Detalhamento.OpçãoServiços,OFFSET(Import.PLQ,$A43-1,BI$15-1,1,1),IF(ISNUMBER(INDEX(Import.PLE,Detalhamento!$E43,Detalhamento!BI$15)),IF(INDEX(Import.PLE,Detalhamento!$E43,Detalhamento!BI$15)<=mediçao,OFFSET(Import.PLQ,$A43-1,BI$15-1,1,1),0),0),IF(ISNUMBER(INDEX(Import.PLE,Detalhamento!$E43,Detalhamento!BI$15)),IF(INDEX(Import.PLE,Detalhamento!$E43,Detalhamento!BI$15)<=mediçao,0,OFFSET(Import.PLQ,$A43-1,BI$15-1,1,1)),OFFSET(Import.PLQ,$A43-1,BI$15-1,1,1))))","v":0}]
[47,"Evento",null,null,8,80000,"Evento","COBERTURA","R$",50880.18,null,{"$f":"IF(L$13=\"\",0,CHOOSE(Detalhamento.OpçãoServiços,OFFSET(Import.PLQ,$A44-1,L$15-1,1,1),IF(ISNUMBER(INDEX(Import.PLE,Detalhamento!$E44,Detalhamento!L$15)),IF(INDEX(Import.PLE,Detalhamento!$E44,Detalhamento!L$15)<=mediçao,OFFSET(Import.PLQ,$A44-1,L$15-1,1,1),0),0),IF(ISNUMBER(INDEX(Import.PLE,Detalhamento!$E44,Detalhamento!L$15)),IF(INDEX(Import.PLE,Detalhamento!$E44,Detalhamento!L$15)<=mediçao,0,OFFSET(Import.PLQ,$A44-1,L$15-1,1,1)),OFFSET(Import.PLQ,$A44-1,L$15-1,1,1))))","v":0},{"$f":"IF(M$13=\"\",0,CHOOSE(Detalhamento.OpçãoServiços,OFFSET(Import.PLQ,$A44-1,M$15-1,1,1),IF(ISNUMBER(INDEX(Import.PLE,Detalhamento!$E44,Detalhamento!M$15)),IF(INDEX(Import.PLE,Detalhamento!$E44,Detalhamento!M$15)<=mediçao,OFFSET(Import.PLQ,$A44-1,M$15-1,1,1),0),0),IF(ISNUMBER(INDEX(Import.PLE,Detalhamento!$E44,Detalhamento!M$15)),IF(INDEX(Import.PLE,Detalhamento!$E44,Detalhamento!M$15)<=mediçao,0,OFFSET(Import.PLQ,$A44-1,M$15-1,1,1)),OFFSET(Import.PLQ,$A44-1,M$15-1,1,1))))","v":0},{"$f":"IF(N$13=\"\",0,CHOOSE(Detalhamento.OpçãoServiços,OFFSET(Import.PLQ,$A44-1,N$15-1,1,1),IF(ISNUMBER(INDEX(Import.PLE,Detalhamento!$E44,Detalhamento!N$15)),IF(INDEX(Import.PLE,Detalhamento!$E44,Detalhamento!N$15)<=mediçao,OFFSET(Import.PLQ,$A44-1,N$15-1,1,1),0),0),IF(ISNUMBER(INDEX(Import.PLE,Detalhamento!$E44,Detalhamento!N$15)),IF(INDEX(Import.PLE,Detalhamento!$E44,Detalhamento!N$15)<=mediçao,0,OFFSET(Import.PLQ,$A44-1,N$15-1,1,1)),OFFSET(Import.PLQ,$A44-1,N$15-1,1,1))))","v":50880.18},{"$f":"IF(O$13=\"\",0,CHOOSE(Detalhamento.OpçãoServiços,OFFSET(Import.PLQ,$A44-1,O$15-1,1,1),IF(ISNUMBER(INDEX(Import.PLE,Detalhamento!$E44,Detalhamento!O$15)),IF(INDEX(Import.PLE,Detalhamento!$E44,Detalhamento!O$15)<=mediçao,OFFSET(Import.PLQ,$A44-1,O$15-1,1,1),0),0),IF(ISNUMBER(INDEX(Import.PLE,Detalhamento!$E44,Detalhamento!O$15)),IF(INDEX(Import.PLE,Detalhamento!$E44,Detalhamento!O$15)<=mediçao,0,OFFSET(Import.PLQ,$A44-1,O$15-1,1,1)),OFFSET(Import.PLQ,$A44-1,O$15-1,1,1))))","v":0},{"$f":"IF(P$13=\"\",0,CHOOSE(Detalhamento.OpçãoServiços,OFFSET(Import.PLQ,$A44-1,P$15-1,1,1),IF(ISNUMBER(INDEX(Import.PLE,Detalhamento!$E44,Detalhamento!P$15)),IF(INDEX(Import.PLE,Detalhamento!$E44,Detalhamento!P$15)<=mediçao,OFFSET(Import.PLQ,$A44-1,P$15-1,1,1),0),0),IF(ISNUMBER(INDEX(Import.PLE,Detalhamento!$E44,Detalhamento!P$15)),IF(INDEX(Import.PLE,Detalhamento!$E44,Detalhamento!P$15)<=mediçao,0,OFFSET(Import.PLQ,$A44-1,P$15-1,1,1)),OFFSET(Import.PLQ,$A44-1,P$15-1,1,1))))","v":0},{"$f":"IF(Q$13=\"\",0,CHOOSE(Detalhamento.OpçãoServiços,OFFSET(Import.PLQ,$A44-1,Q$15-1,1,1),IF(ISNUMBER(INDEX(Import.PLE,Detalhamento!$E44,Detalhamento!Q$15)),IF(INDEX(Import.PLE,Detalhamento!$E44,Detalhamento!Q$15)<=mediçao,OFFSET(Import.PLQ,$A44-1,Q$15-1,1,1),0),0),IF(ISNUMBER(INDEX(Import.PLE,Detalhamento!$E44,Detalhamento!Q$15)),IF(INDEX(Import.PLE,Detalhamento!$E44,Detalhamento!Q$15)<=mediçao,0,OFFSET(Import.PLQ,$A44-1,Q$15-1,1,1)),OFFSET(Import.PLQ,$A44-1,Q$15-1,1,1))))","v":0},{"$f":"IF(R$13=\"\",0,CHOOSE(Detalhamento.OpçãoServiços,OFFSET(Import.PLQ,$A44-1,R$15-1,1,1),IF(ISNUMBER(INDEX(Import.PLE,Detalhamento!$E44,Detalhamento!R$15)),IF(INDEX(Import.PLE,Detalhamento!$E44,Detalhamento!R$15)<=mediçao,OFFSET(Import.PLQ,$A44-1,R$15-1,1,1),0),0),IF(ISNUMBER(INDEX(Import.PLE,Detalhamento!$E44,Detalhamento!R$15)),IF(INDEX(Import.PLE,Detalhamento!$E44,Detalhamento!R$15)<=mediçao,0,OFFSET(Import.PLQ,$A44-1,R$15-1,1,1)),OFFSET(Import.PLQ,$A44-1,R$15-1,1,1))))","v":0},{"$f":"IF(S$13=\"\",0,CHOOSE(Detalhamento.OpçãoServiços,OFFSET(Import.PLQ,$A44-1,S$15-1,1,1),IF(ISNUMBER(INDEX(Import.PLE,Detalhamento!$E44,Detalhamento!S$15)),IF(INDEX(Import.PLE,Detalhamento!$E44,Detalhamento!S$15)<=mediçao,OFFSET(Import.PLQ,$A44-1,S$15-1,1,1),0),0),IF(ISNUMBER(INDEX(Import.PLE,Detalhamento!$E44,Detalhamento!S$15)),IF(INDEX(Import.PLE,Detalhamento!$E44,Detalhamento!S$15)<=mediçao,0,OFFSET(Import.PLQ,$A44-1,S$15-1,1,1)),OFFSET(Import.PLQ,$A44-1,S$15-1,1,1))))","v":0},{"$f":"IF(T$13=\"\",0,CHOOSE(Detalhamento.OpçãoServiços,OFFSET(Import.PLQ,$A44-1,T$15-1,1,1),IF(ISNUMBER(INDEX(Import.PLE,Detalhamento!$E44,Detalhamento!T$15)),IF(INDEX(Import.PLE,Detalhamento!$E44,Detalhamento!T$15)<=mediçao,OFFSET(Import.PLQ,$A44-1,T$15-1,1,1),0),0),IF(ISNUMBER(INDEX(Import.PLE,Detalhamento!$E44,Detalhamento!T$15)),IF(INDEX(Import.PLE,Detalhamento!$E44,Detalhamento!T$15)<=mediçao,0,OFFSET(Import.PLQ,$A44-1,T$15-1,1,1)),OFFSET(Import.PLQ,$A44-1,T$15-1,1,1))))","v":0},{"$f":"IF(U$13=\"\",0,CHOOSE(Detalhamento.OpçãoServiços,OFFSET(Import.PLQ,$A44-1,U$15-1,1,1),IF(ISNUMBER(INDEX(Import.PLE,Detalhamento!$E44,Detalhamento!U$15)),IF(INDEX(Import.PLE,Detalhamento!$E44,Detalhamento!U$15)<=mediçao,OFFSET(Import.PLQ,$A44-1,U$15-1,1,1),0),0),IF(ISNUMBER(INDEX(Import.PLE,Detalhamento!$E44,Detalhamento!U$15)),IF(INDEX(Import.PLE,Detalhamento!$E44,Detalhamento!U$15)<=mediçao,0,OFFSET(Import.PLQ,$A44-1,U$15-1,1,1)),OFFSET(Import.PLQ,$A44-1,U$15-1,1,1))))","v":0},{"$f":"IF(V$13=\"\",0,CHOOSE(Detalhamento.OpçãoServiços,OFFSET(Import.PLQ,$A44-1,V$15-1,1,1),IF(ISNUMBER(INDEX(Import.PLE,Detalhamento!$E44,Detalhamento!V$15)),IF(INDEX(Import.PLE,Detalhamento!$E44,Detalhamento!V$15)<=mediçao,OFFSET(Import.PLQ,$A44-1,V$15-1,1,1),0),0),IF(ISNUMBER(INDEX(Import.PLE,Detalhamento!$E44,Detalhamento!V$15)),IF(INDEX(Import.PLE,Detalhamento!$E44,Detalhamento!V$15)<=mediçao,0,OFFSET(Import.PLQ,$A44-1,V$15-1,1,1)),OFFSET(Import.PLQ,$A44-1,V$15-1,1,1))))","v":0},{"$f":"IF(W$13=\"\",0,CHOOSE(Detalhamento.OpçãoServiços,OFFSET(Import.PLQ,$A44-1,W$15-1,1,1),IF(ISNUMBER(INDEX(Import.PLE,Detalhamento!$E44,Detalhamento!W$15)),IF(INDEX(Import.PLE,Detalhamento!$E44,Detalhamento!W$15)<=mediçao,OFFSET(Import.PLQ,$A44-1,W$15-1,1,1),0),0),IF(ISNUMBER(INDEX(Import.PLE,Detalhamento!$E44,Detalhamento!W$15)),IF(INDEX(Import.PLE,Detalhamento!$E44,Detalhamento!W$15)<=mediçao,0,OFFSET(Import.PLQ,$A44-1,W$15-1,1,1)),OFFSET(Import.PLQ,$A44-1,W$15-1,1,1))))","v":0},{"$f":"IF(X$13=\"\",0,CHOOSE(Detalhamento.OpçãoServiços,OFFSET(Import.PLQ,$A44-1,X$15-1,1,1),IF(ISNUMBER(INDEX(Import.PLE,Detalhamento!$E44,Detalhamento!X$15)),IF(INDEX(Import.PLE,Detalhamento!$E44,Detalhamento!X$15)<=mediçao,OFFSET(Import.PLQ,$A44-1,X$15-1,1,1),0),0),IF(ISNUMBER(INDEX(Import.PLE,Detalhamento!$E44,Detalhamento!X$15)),IF(INDEX(Import.PLE,Detalhamento!$E44,Detalhamento!X$15)<=mediçao,0,OFFSET(Import.PLQ,$A44-1,X$15-1,1,1)),OFFSET(Import.PLQ,$A44-1,X$15-1,1,1))))","v":0},{"$f":"IF(Y$13=\"\",0,CHOOSE(Detalhamento.OpçãoServiços,OFFSET(Import.PLQ,$A44-1,Y$15-1,1,1),IF(ISNUMBER(INDEX(Import.PLE,Detalhamento!$E44,Detalhamento!Y$15)),IF(INDEX(Import.PLE,Detalhamento!$E44,Detalhamento!Y$15)<=mediçao,OFFSET(Import.PLQ,$A44-1,Y$15-1,1,1),0),0),IF(ISNUMBER(INDEX(Import.PLE,Detalhamento!$E44,Detalhamento!Y$15)),IF(INDEX(Import.PLE,Detalhamento!$E44,Detalhamento!Y$15)<=mediçao,0,OFFSET(Import.PLQ,$A44-1,Y$15-1,1,1)),OFFSET(Import.PLQ,$A44-1,Y$15-1,1,1))))","v":0},{"$f":"IF(Z$13=\"\",0,CHOOSE(Detalhamento.OpçãoServiços,OFFSET(Import.PLQ,$A44-1,Z$15-1,1,1),IF(ISNUMBER(INDEX(Import.PLE,Detalhamento!$E44,Detalhamento!Z$15)),IF(INDEX(Import.PLE,Detalhamento!$E44,Detalhamento!Z$15)<=mediçao,OFFSET(Import.PLQ,$A44-1,Z$15-1,1,1),0),0),IF(ISNUMBER(INDEX(Import.PLE,Detalhamento!$E44,Detalhamento!Z$15)),IF(INDEX(Import.PLE,Detalhamento!$E44,Detalhamento!Z$15)<=mediçao,0,OFFSET(Import.PLQ,$A44-1,Z$15-1,1,1)),OFFSET(Import.PLQ,$A44-1,Z$15-1,1,1))))","v":0},{"$f":"IF(AA$13=\"\",0,CHOOSE(Detalhamento.OpçãoServiços,OFFSET(Import.PLQ,$A44-1,AA$15-1,1,1),IF(ISNUMBER(INDEX(Import.PLE,Detalhamento!$E44,Detalhamento!AA$15)),IF(INDEX(Import.PLE,Detalhamento!$E44,Detalhamento!AA$15)<=mediçao,OFFSET(Import.PLQ,$A44-1,AA$15-1,1,1),0),0),IF(ISNUMBER(INDEX(Import.PLE,Detalhamento!$E44,Detalhamento!AA$15)),IF(INDEX(Import.PLE,Detalhamento!$E44,Detalhamento!AA$15)<=mediçao,0,OFFSET(Import.PLQ,$A44-1,AA$15-1,1,1)),OFFSET(Import.PLQ,$A44-1,AA$15-1,1,1))))","v":0},{"$f":"IF(AB$13=\"\",0,CHOOSE(Detalhamento.OpçãoServiços,OFFSET(Import.PLQ,$A44-1,AB$15-1,1,1),IF(ISNUMBER(INDEX(Import.PLE,Detalhamento!$E44,Detalhamento!AB$15)),IF(INDEX(Import.PLE,Detalhamento!$E44,Detalhamento!AB$15)<=mediçao,OFFSET(Import.PLQ,$A44-1,AB$15-1,1,1),0),0),IF(ISNUMBER(INDEX(Import.PLE,Detalhamento!$E44,Detalhamento!AB$15)),IF(INDEX(Import.PLE,Detalhamento!$E44,Detalhamento!AB$15)<=mediçao,0,OFFSET(Import.PLQ,$A44-1,AB$15-1,1,1)),OFFSET(Import.PLQ,$A44-1,AB$15-1,1,1))))","v":0},{"$f":"IF(AC$13=\"\",0,CHOOSE(Detalhamento.OpçãoServiços,OFFSET(Import.PLQ,$A44-1,AC$15-1,1,1),IF(ISNUMBER(INDEX(Import.PLE,Detalhamento!$E44,Detalhamento!AC$15)),IF(INDEX(Import.PLE,Detalhamento!$E44,Detalhamento!AC$15)<=mediçao,OFFSET(Import.PLQ,$A44-1,AC$15-1,1,1),0),0),IF(ISNUMBER(INDEX(Import.PLE,Detalhamento!$E44,Detalhamento!AC$15)),IF(INDEX(Import.PLE,Detalhamento!$E44,Detalhamento!AC$15)<=mediçao,0,OFFSET(Import.PLQ,$A44-1,AC$15-1,1,1)),OFFSET(Import.PLQ,$A44-1,AC$15-1,1,1))))","v":0},{"$f":"IF(AD$13=\"\",0,CHOOSE(Detalhamento.OpçãoServiços,OFFSET(Import.PLQ,$A44-1,AD$15-1,1,1),IF(ISNUMBER(INDEX(Import.PLE,Detalhamento!$E44,Detalhamento!AD$15)),IF(INDEX(Import.PLE,Detalhamento!$E44,Detalhamento!AD$15)<=mediçao,OFFSET(Import.PLQ,$A44-1,AD$15-1,1,1),0),0),IF(ISNUMBER(INDEX(Import.PLE,Detalhamento!$E44,Detalhamento!AD$15)),IF(INDEX(Import.PLE,Detalhamento!$E44,Detalhamento!AD$15)<=mediçao,0,OFFSET(Import.PLQ,$A44-1,AD$15-1,1,1)),OFFSET(Import.PLQ,$A44-1,AD$15-1,1,1))))","v":0},{"$f":"IF(AE$13=\"\",0,CHOOSE(Detalhamento.OpçãoServiços,OFFSET(Import.PLQ,$A44-1,AE$15-1,1,1),IF(ISNUMBER(INDEX(Import.PLE,Detalhamento!$E44,Detalhamento!AE$15)),IF(INDEX(Import.PLE,Detalhamento!$E44,Detalhamento!AE$15)<=mediçao,OFFSET(Import.PLQ,$A44-1,AE$15-1,1,1),0),0),IF(ISNUMBER(INDEX(Import.PLE,Detalhamento!$E44,Detalhamento!AE$15)),IF(INDEX(Import.PLE,Detalhamento!$E44,Detalhamento!AE$15)<=mediçao,0,OFFSET(Import.PLQ,$A44-1,AE$15-1,1,1)),OFFSET(Import.PLQ,$A44-1,AE$15-1,1,1))))","v":0},{"$f":"IF(AF$13=\"\",0,CHOOSE(Detalhamento.OpçãoServiços,OFFSET(Import.PLQ,$A44-1,AF$15-1,1,1),IF(ISNUMBER(INDEX(Import.PLE,Detalhamento!$E44,Detalhamento!AF$15)),IF(INDEX(Import.PLE,Detalhamento!$E44,Detalhamento!AF$15)<=mediçao,OFFSET(Import.PLQ,$A44-1,AF$15-1,1,1),0),0),IF(ISNUMBER(INDEX(Import.PLE,Detalhamento!$E44,Detalhamento!AF$15)),IF(INDEX(Import.PLE,Detalhamento!$E44,Detalhamento!AF$15)<=mediçao,0,OFFSET(Import.PLQ,$A44-1,AF$15-1,1,1)),OFFSET(Import.PLQ,$A44-1,AF$15-1,1,1))))","v":0},{"$f":"IF(AG$13=\"\",0,CHOOSE(Detalhamento.OpçãoServiços,OFFSET(Import.PLQ,$A44-1,AG$15-1,1,1),IF(ISNUMBER(INDEX(Import.PLE,Detalhamento!$E44,Detalhamento!AG$15)),IF(INDEX(Import.PLE,Detalhamento!$E44,Detalhamento!AG$15)<=mediçao,OFFSET(Import.PLQ,$A44-1,AG$15-1,1,1),0),0),IF(ISNUMBER(INDEX(Import.PLE,Detalhamento!$E44,Detalhamento!AG$15)),IF(INDEX(Import.PLE,Detalhamento!$E44,Detalhamento!AG$15)<=mediçao,0,OFFSET(Import.PLQ,$A44-1,AG$15-1,1,1)),OFFSET(Import.PLQ,$A44-1,AG$15-1,1,1))))","v":0},{"$f":"IF(AH$13=\"\",0,CHOOSE(Detalhamento.OpçãoServiços,OFFSET(Import.PLQ,$A44-1,AH$15-1,1,1),IF(ISNUMBER(INDEX(Import.PLE,Detalhamento!$E44,Detalhamento!AH$15)),IF(INDEX(Import.PLE,Detalhamento!$E44,Detalhamento!AH$15)<=mediçao,OFFSET(Import.PLQ,$A44-1,AH$15-1,1,1),0),0),IF(ISNUMBER(INDEX(Import.PLE,Detalhamento!$E44,Detalhamento!AH$15)),IF(INDEX(Import.PLE,Detalhamento!$E44,Detalhamento!AH$15)<=mediçao,0,OFFSET(Import.PLQ,$A44-1,AH$15-1,1,1)),OFFSET(Import.PLQ,$A44-1,AH$15-1,1,1))))","v":0},{"$f":"IF(AI$13=\"\",0,CHOOSE(Detalhamento.OpçãoServiços,OFFSET(Import.PLQ,$A44-1,AI$15-1,1,1),IF(ISNUMBER(INDEX(Import.PLE,Detalhamento!$E44,Detalhamento!AI$15)),IF(INDEX(Import.PLE,Detalhamento!$E44,Detalhamento!AI$15)<=mediçao,OFFSET(Import.PLQ,$A44-1,AI$15-1,1,1),0),0),IF(ISNUMBER(INDEX(Import.PLE,Detalhamento!$E44,Detalhamento!AI$15)),IF(INDEX(Import.PLE,Detalhamento!$E44,Detalhamento!AI$15)<=mediçao,0,OFFSET(Import.PLQ,$A44-1,AI$15-1,1,1)),OFFSET(Import.PLQ,$A44-1,AI$15-1,1,1))))","v":0},{"$f":"IF(AJ$13=\"\",0,CHOOSE(Detalhamento.OpçãoServiços,OFFSET(Import.PLQ,$A44-1,AJ$15-1,1,1),IF(ISNUMBER(INDEX(Import.PLE,Detalhamento!$E44,Detalhamento!AJ$15)),IF(INDEX(Import.PLE,Detalhamento!$E44,Detalhamento!AJ$15)<=mediçao,OFFSET(Import.PLQ,$A44-1,AJ$15-1,1,1),0),0),IF(ISNUMBER(INDEX(Import.PLE,Detalhamento!$E44,Detalhamento!AJ$15)),IF(INDEX(Import.PLE,Detalhamento!$E44,Detalhamento!AJ$15)<=mediçao,0,OFFSET(Import.PLQ,$A44-1,AJ$15-1,1,1)),OFFSET(Import.PLQ,$A44-1,AJ$15-1,1,1))))","v":0},{"$f":"IF(AK$13=\"\",0,CHOOSE(Detalhamento.OpçãoServiços,OFFSET(Import.PLQ,$A44-1,AK$15-1,1,1),IF(ISNUMBER(INDEX(Import.PLE,Detalhamento!$E44,Detalhamento!AK$15)),IF(INDEX(Import.PLE,Detalhamento!$E44,Detalhamento!AK$15)<=mediçao,OFFSET(Import.PLQ,$A44-1,AK$15-1,1,1),0),0),IF(ISNUMBER(INDEX(Import.PLE,Detalhamento!$E44,Detalhamento!AK$15)),IF(INDEX(Import.PLE,Detalhamento!$E44,Detalhamento!AK$15)<=mediçao,0,OFFSET(Import.PLQ,$A44-1,AK$15-1,1,1)),OFFSET(Import.PLQ,$A44-1,AK$15-1,1,1))))","v":0},{"$f":"IF(AL$13=\"\",0,CHOOSE(Detalhamento.OpçãoServiços,OFFSET(Import.PLQ,$A44-1,AL$15-1,1,1),IF(ISNUMBER(INDEX(Import.PLE,Detalhamento!$E44,Detalhamento!AL$15)),IF(INDEX(Import.PLE,Detalhamento!$E44,Detalhamento!AL$15)<=mediçao,OFFSET(Import.PLQ,$A44-1,AL$15-1,1,1),0),0),IF(ISNUMBER(INDEX(Import.PLE,Detalhamento!$E44,Detalhamento!AL$15)),IF(INDEX(Import.PLE,Detalhamento!$E44,Detalhamento!AL$15)<=mediçao,0,OFFSET(Import.PLQ,$A44-1,AL$15-1,1,1)),OFFSET(Import.PLQ,$A44-1,AL$15-1,1,1))))","v":0},{"$f":"IF(AM$13=\"\",0,CHOOSE(Detalhamento.OpçãoServiços,OFFSET(Import.PLQ,$A44-1,AM$15-1,1,1),IF(ISNUMBER(INDEX(Import.PLE,Detalhamento!$E44,Detalhamento!AM$15)),IF(INDEX(Import.PLE,Detalhamento!$E44,Detalhamento!AM$15)<=mediçao,OFFSET(Import.PLQ,$A44-1,AM$15-1,1,1),0),0),IF(ISNUMBER(INDEX(Import.PLE,Detalhamento!$E44,Detalhamento!AM$15)),IF(INDEX(Import.PLE,Detalhamento!$E44,Detalhamento!AM$15)<=mediçao,0,OFFSET(Import.PLQ,$A44-1,AM$15-1,1,1)),OFFSET(Import.PLQ,$A44-1,AM$15-1,1,1))))","v":0},{"$f":"IF(AN$13=\"\",0,CHOOSE(Detalhamento.OpçãoServiços,OFFSET(Import.PLQ,$A44-1,AN$15-1,1,1),IF(ISNUMBER(INDEX(Import.PLE,Detalhamento!$E44,Detalhamento!AN$15)),IF(INDEX(Import.PLE,Detalhamento!$E44,Detalhamento!AN$15)<=mediçao,OFFSET(Import.PLQ,$A44-1,AN$15-1,1,1),0),0),IF(ISNUMBER(INDEX(Import.PLE,Detalhamento!$E44,Detalhamento!AN$15)),IF(INDEX(Import.PLE,Detalhamento!$E44,Detalhamento!AN$15)<=mediçao,0,OFFSET(Import.PLQ,$A44-1,AN$15-1,1,1)),OFFSET(Import.PLQ,$A44-1,AN$15-1,1,1))))","v":0},{"$f":"IF(AO$13=\"\",0,CHOOSE(Detalhamento.OpçãoServiços,OFFSET(Import.PLQ,$A44-1,AO$15-1,1,1),IF(ISNUMBER(INDEX(Import.PLE,Detalhamento!$E44,Detalhamento!AO$15)),IF(INDEX(Import.PLE,Detalhamento!$E44,Detalhamento!AO$15)<=mediçao,OFFSET(Import.PLQ,$A44-1,AO$15-1,1,1),0),0),IF(ISNUMBER(INDEX(Import.PLE,Detalhamento!$E44,Detalhamento!AO$15)),IF(INDEX(Import.PLE,Detalhamento!$E44,Detalhamento!AO$15)<=mediçao,0,OFFSET(Import.PLQ,$A44-1,AO$15-1,1,1)),OFFSET(Import.PLQ,$A44-1,AO$15-1,1,1))))","v":0},{"$f":"IF(AP$13=\"\",0,CHOOSE(Detalhamento.OpçãoServiços,OFFSET(Import.PLQ,$A44-1,AP$15-1,1,1),IF(ISNUMBER(INDEX(Import.PLE,Detalhamento!$E44,Detalhamento!AP$15)),IF(INDEX(Import.PLE,Detalhamento!$E44,Detalhamento!AP$15)<=mediçao,OFFSET(Import.PLQ,$A44-1,AP$15-1,1,1),0),0),IF(ISNUMBER(INDEX(Import.PLE,Detalhamento!$E44,Detalhamento!AP$15)),IF(INDEX(Import.PLE,Detalhamento!$E44,Detalhamento!AP$15)<=mediçao,0,OFFSET(Import.PLQ,$A44-1,AP$15-1,1,1)),OFFSET(Import.PLQ,$A44-1,AP$15-1,1,1))))","v":0},{"$f":"IF(AQ$13=\"\",0,CHOOSE(Detalhamento.OpçãoServiços,OFFSET(Import.PLQ,$A44-1,AQ$15-1,1,1),IF(ISNUMBER(INDEX(Import.PLE,Detalhamento!$E44,Detalhamento!AQ$15)),IF(INDEX(Import.PLE,Detalhamento!$E44,Detalhamento!AQ$15)<=mediçao,OFFSET(Import.PLQ,$A44-1,AQ$15-1,1,1),0),0),IF(ISNUMBER(INDEX(Import.PLE,Detalhamento!$E44,Detalhamento!AQ$15)),IF(INDEX(Import.PLE,Detalhamento!$E44,Detalhamento!AQ$15)<=mediçao,0,OFFSET(Import.PLQ,$A44-1,AQ$15-1,1,1)),OFFSET(Import.PLQ,$A44-1,AQ$15-1,1,1))))","v":0},{"$f":"IF(AR$13=\"\",0,CHOOSE(Detalhamento.OpçãoServiços,OFFSET(Import.PLQ,$A44-1,AR$15-1,1,1),IF(ISNUMBER(INDEX(Import.PLE,Detalhamento!$E44,Detalhamento!AR$15)),IF(INDEX(Import.PLE,Detalhamento!$E44,Detalhamento!AR$15)<=mediçao,OFFSET(Import.PLQ,$A44-1,AR$15-1,1,1),0),0),IF(ISNUMBER(INDEX(Import.PLE,Detalhamento!$E44,Detalhamento!AR$15)),IF(INDEX(Import.PLE,Detalhamento!$E44,Detalhamento!AR$15)<=mediçao,0,OFFSET(Import.PLQ,$A44-1,AR$15-1,1,1)),OFFSET(Import.PLQ,$A44-1,AR$15-1,1,1))))","v":0},{"$f":"IF(AS$13=\"\",0,CHOOSE(Detalhamento.OpçãoServiços,OFFSET(Import.PLQ,$A44-1,AS$15-1,1,1),IF(ISNUMBER(INDEX(Import.PLE,Detalhamento!$E44,Detalhamento!AS$15)),IF(INDEX(Import.PLE,Detalhamento!$E44,Detalhamento!AS$15)<=mediçao,OFFSET(Import.PLQ,$A44-1,AS$15-1,1,1),0),0),IF(ISNUMBER(INDEX(Import.PLE,Detalhamento!$E44,Detalhamento!AS$15)),IF(INDEX(Import.PLE,Detalhamento!$E44,Detalhamento!AS$15)<=mediçao,0,OFFSET(Import.PLQ,$A44-1,AS$15-1,1,1)),OFFSET(Import.PLQ,$A44-1,AS$15-1,1,1))))","v":0},{"$f":"IF(AT$13=\"\",0,CHOOSE(Detalhamento.OpçãoServiços,OFFSET(Import.PLQ,$A44-1,AT$15-1,1,1),IF(ISNUMBER(INDEX(Import.PLE,Detalhamento!$E44,Detalhamento!AT$15)),IF(INDEX(Import.PLE,Detalhamento!$E44,Detalhamento!AT$15)<=mediçao,OFFSET(Import.PLQ,$A44-1,AT$15-1,1,1),0),0),IF(ISNUMBER(INDEX(Import.PLE,Detalhamento!$E44,Detalhamento!AT$15)),IF(INDEX(Import.PLE,Detalhamento!$E44,Detalhamento!AT$15)<=mediçao,0,OFFSET(Import.PLQ,$A44-1,AT$15-1,1,1)),OFFSET(Import.PLQ,$A44-1,AT$15-1,1,1))))","v":0},{"$f":"IF(AU$13=\"\",0,CHOOSE(Detalhamento.OpçãoServiços,OFFSET(Import.PLQ,$A44-1,AU$15-1,1,1),IF(ISNUMBER(INDEX(Import.PLE,Detalhamento!$E44,Detalhamento!AU$15)),IF(INDEX(Import.PLE,Detalhamento!$E44,Detalhamento!AU$15)<=mediçao,OFFSET(Import.PLQ,$A44-1,AU$15-1,1,1),0),0),IF(ISNUMBER(INDEX(Import.PLE,Detalhamento!$E44,Detalhamento!AU$15)),IF(INDEX(Import.PLE,Detalhamento!$E44,Detalhamento!AU$15)<=mediçao,0,OFFSET(Import.PLQ,$A44-1,AU$15-1,1,1)),OFFSET(Import.PLQ,$A44-1,AU$15-1,1,1))))","v":0},{"$f":"IF(AV$13=\"\",0,CHOOSE(Detalhamento.OpçãoServiços,OFFSET(Import.PLQ,$A44-1,AV$15-1,1,1),IF(ISNUMBER(INDEX(Import.PLE,Detalhamento!$E44,Detalhamento!AV$15)),IF(INDEX(Import.PLE,Detalhamento!$E44,Detalhamento!AV$15)<=mediçao,OFFSET(Import.PLQ,$A44-1,AV$15-1,1,1),0),0),IF(ISNUMBER(INDEX(Import.PLE,Detalhamento!$E44,Detalhamento!AV$15)),IF(INDEX(Import.PLE,Detalhamento!$E44,Detalhamento!AV$15)<=mediçao,0,OFFSET(Import.PLQ,$A44-1,AV$15-1,1,1)),OFFSET(Import.PLQ,$A44-1,AV$15-1,1,1))))","v":0},{"$f":"IF(AW$13=\"\",0,CHOOSE(Detalhamento.OpçãoServiços,OFFSET(Import.PLQ,$A44-1,AW$15-1,1,1),IF(ISNUMBER(INDEX(Import.PLE,Detalhamento!$E44,Detalhamento!AW$15)),IF(INDEX(Import.PLE,Detalhamento!$E44,Detalhamento!AW$15)<=mediçao,OFFSET(Import.PLQ,$A44-1,AW$15-1,1,1),0),0),IF(ISNUMBER(INDEX(Import.PLE,Detalhamento!$E44,Detalhamento!AW$15)),IF(INDEX(Import.PLE,Detalhamento!$E44,Detalhamento!AW$15)<=mediçao,0,OFFSET(Import.PLQ,$A44-1,AW$15-1,1,1)),OFFSET(Import.PLQ,$A44-1,AW$15-1,1,1))))","v":0},{"$f":"IF(AX$13=\"\",0,CHOOSE(Detalhamento.OpçãoServiços,OFFSET(Import.PLQ,$A44-1,AX$15-1,1,1),IF(ISNUMBER(INDEX(Import.PLE,Detalhamento!$E44,Detalhamento!AX$15)),IF(INDEX(Import.PLE,Detalhamento!$E44,Detalhamento!AX$15)<=mediçao,OFFSET(Import.PLQ,$A44-1,AX$15-1,1,1),0),0),IF(ISNUMBER(INDEX(Import.PLE,Detalhamento!$E44,Detalhamento!AX$15)),IF(INDEX(Import.PLE,Detalhamento!$E44,Detalhamento!AX$15)<=mediçao,0,OFFSET(Import.PLQ,$A44-1,AX$15-1,1,1)),OFFSET(Import.PLQ,$A44-1,AX$15-1,1,1))))","v":0},{"$f":"IF(AY$13=\"\",0,CHOOSE(Detalhamento.OpçãoServiços,OFFSET(Import.PLQ,$A44-1,AY$15-1,1,1),IF(ISNUMBER(INDEX(Import.PLE,Detalhamento!$E44,Detalhamento!AY$15)),IF(INDEX(Import.PLE,Detalhamento!$E44,Detalhamento!AY$15)<=mediçao,OFFSET(Import.PLQ,$A44-1,AY$15-1,1,1),0),0),IF(ISNUMBER(INDEX(Import.PLE,Detalhamento!$E44,Detalhamento!AY$15)),IF(INDEX(Import.PLE,Detalhamento!$E44,Detalhamento!AY$15)<=mediçao,0,OFFSET(Import.PLQ,$A44-1,AY$15-1,1,1)),OFFSET(Import.PLQ,$A44-1,AY$15-1,1,1))))","v":0},{"$f":"IF(AZ$13=\"\",0,CHOOSE(Detalhamento.OpçãoServiços,OFFSET(Import.PLQ,$A44-1,AZ$15-1,1,1),IF(ISNUMBER(INDEX(Import.PLE,Detalhamento!$E44,Detalhamento!AZ$15)),IF(INDEX(Import.PLE,Detalhamento!$E44,Detalhamento!AZ$15)<=mediçao,OFFSET(Import.PLQ,$A44-1,AZ$15-1,1,1),0),0),IF(ISNUMBER(INDEX(Import.PLE,Detalhamento!$E44,Detalhamento!AZ$15)),IF(INDEX(Import.PLE,Detalhamento!$E44,Detalhamento!AZ$15)<=mediçao,0,OFFSET(Import.PLQ,$A44-1,AZ$15-1,1,1)),OFFSET(Import.PLQ,$A44-1,AZ$15-1,1,1))))","v":0},{"$f":"IF(BA$13=\"\",0,CHOOSE(Detalhamento.OpçãoServiços,OFFSET(Import.PLQ,$A44-1,BA$15-1,1,1),IF(ISNUMBER(INDEX(Import.PLE,Detalhamento!$E44,Detalhamento!BA$15)),IF(INDEX(Import.PLE,Detalhamento!$E44,Detalhamento!BA$15)<=mediçao,OFFSET(Import.PLQ,$A44-1,BA$15-1,1,1),0),0),IF(ISNUMBER(INDEX(Import.PLE,Detalhamento!$E44,Detalhamento!BA$15)),IF(INDEX(Import.PLE,Detalhamento!$E44,Detalhamento!BA$15)<=mediçao,0,OFFSET(Import.PLQ,$A44-1,BA$15-1,1,1)),OFFSET(Import.PLQ,$A44-1,BA$15-1,1,1))))","v":0},{"$f":"IF(BB$13=\"\",0,CHOOSE(Detalhamento.OpçãoServiços,OFFSET(Import.PLQ,$A44-1,BB$15-1,1,1),IF(ISNUMBER(INDEX(Import.PLE,Detalhamento!$E44,Detalhamento!BB$15)),IF(INDEX(Import.PLE,Detalhamento!$E44,Detalhamento!BB$15)<=mediçao,OFFSET(Import.PLQ,$A44-1,BB$15-1,1,1),0),0),IF(ISNUMBER(INDEX(Import.PLE,Detalhamento!$E44,Detalhamento!BB$15)),IF(INDEX(Import.PLE,Detalhamento!$E44,Detalhamento!BB$15)<=mediçao,0,OFFSET(Import.PLQ,$A44-1,BB$15-1,1,1)),OFFSET(Import.PLQ,$A44-1,BB$15-1,1,1))))","v":0},{"$f":"IF(BC$13=\"\",0,CHOOSE(Detalhamento.OpçãoServiços,OFFSET(Import.PLQ,$A44-1,BC$15-1,1,1),IF(ISNUMBER(INDEX(Import.PLE,Detalhamento!$E44,Detalhamento!BC$15)),IF(INDEX(Import.PLE,Detalhamento!$E44,Detalhamento!BC$15)<=mediçao,OFFSET(Import.PLQ,$A44-1,BC$15-1,1,1),0),0),IF(ISNUMBER(INDEX(Import.PLE,Detalhamento!$E44,Detalhamento!BC$15)),IF(INDEX(Import.PLE,Detalhamento!$E44,Detalhamento!BC$15)<=mediçao,0,OFFSET(Import.PLQ,$A44-1,BC$15-1,1,1)),OFFSET(Import.PLQ,$A44-1,BC$15-1,1,1))))","v":0},{"$f":"IF(BD$13=\"\",0,CHOOSE(Detalhamento.OpçãoServiços,OFFSET(Import.PLQ,$A44-1,BD$15-1,1,1),IF(ISNUMBER(INDEX(Import.PLE,Detalhamento!$E44,Detalhamento!BD$15)),IF(INDEX(Import.PLE,Detalhamento!$E44,Detalhamento!BD$15)<=mediçao,OFFSET(Import.PLQ,$A44-1,BD$15-1,1,1),0),0),IF(ISNUMBER(INDEX(Import.PLE,Detalhamento!$E44,Detalhamento!BD$15)),IF(INDEX(Import.PLE,Detalhamento!$E44,Detalhamento!BD$15)<=mediçao,0,OFFSET(Import.PLQ,$A44-1,BD$15-1,1,1)),OFFSET(Import.PLQ,$A44-1,BD$15-1,1,1))))","v":0},{"$f":"IF(BE$13=\"\",0,CHOOSE(Detalhamento.OpçãoServiços,OFFSET(Import.PLQ,$A44-1,BE$15-1,1,1),IF(ISNUMBER(INDEX(Import.PLE,Detalhamento!$E44,Detalhamento!BE$15)),IF(INDEX(Import.PLE,Detalhamento!$E44,Detalhamento!BE$15)<=mediçao,OFFSET(Import.PLQ,$A44-1,BE$15-1,1,1),0),0),IF(ISNUMBER(INDEX(Import.PLE,Detalhamento!$E44,Detalhamento!BE$15)),IF(INDEX(Import.PLE,Detalhamento!$E44,Detalhamento!BE$15)<=mediçao,0,OFFSET(Import.PLQ,$A44-1,BE$15-1,1,1)),OFFSET(Import.PLQ,$A44-1,BE$15-1,1,1))))","v":0},{"$f":"IF(BF$13=\"\",0,CHOOSE(Detalhamento.OpçãoServiços,OFFSET(Import.PLQ,$A44-1,BF$15-1,1,1),IF(ISNUMBER(INDEX(Import.PLE,Detalhamento!$E44,Detalhamento!BF$15)),IF(INDEX(Import.PLE,Detalhamento!$E44,Detalhamento!BF$15)<=mediçao,OFFSET(Import.PLQ,$A44-1,BF$15-1,1,1),0),0),IF(ISNUMBER(INDEX(Import.PLE,Detalhamento!$E44,Detalhamento!BF$15)),IF(INDEX(Import.PLE,Detalhamento!$E44,Detalhamento!BF$15)<=mediçao,0,OFFSET(Import.PLQ,$A44-1,BF$15-1,1,1)),OFFSET(Import.PLQ,$A44-1,BF$15-1,1,1))))","v":0},{"$f":"IF(BG$13=\"\",0,CHOOSE(Detalhamento.OpçãoServiços,OFFSET(Import.PLQ,$A44-1,BG$15-1,1,1),IF(ISNUMBER(INDEX(Import.PLE,Detalhamento!$E44,Detalhamento!BG$15)),IF(INDEX(Import.PLE,Detalhamento!$E44,Detalhamento!BG$15)<=mediçao,OFFSET(Import.PLQ,$A44-1,BG$15-1,1,1),0),0),IF(ISNUMBER(INDEX(Import.PLE,Detalhamento!$E44,Detalhamento!BG$15)),IF(INDEX(Import.PLE,Detalhamento!$E44,Detalhamento!BG$15)<=mediçao,0,OFFSET(Import.PLQ,$A44-1,BG$15-1,1,1)),OFFSET(Import.PLQ,$A44-1,BG$15-1,1,1))))","v":0},{"$f":"IF(BH$13=\"\",0,CHOOSE(Detalhamento.OpçãoServiços,OFFSET(Import.PLQ,$A44-1,BH$15-1,1,1),IF(ISNUMBER(INDEX(Import.PLE,Detalhamento!$E44,Detalhamento!BH$15)),IF(INDEX(Import.PLE,Detalhamento!$E44,Detalhamento!BH$15)<=mediçao,OFFSET(Import.PLQ,$A44-1,BH$15-1,1,1),0),0),IF(ISNUMBER(INDEX(Import.PLE,Detalhamento!$E44,Detalhamento!BH$15)),IF(INDEX(Import.PLE,Detalhamento!$E44,Detalhamento!BH$15)<=mediçao,0,OFFSET(Import.PLQ,$A44-1,BH$15-1,1,1)),OFFSET(Import.PLQ,$A44-1,BH$15-1,1,1))))","v":0},{"$f":"IF(BI$13=\"\",0,CHOOSE(Detalhamento.OpçãoServiços,OFFSET(Import.PLQ,$A44-1,BI$15-1,1,1),IF(ISNUMBER(INDEX(Import.PLE,Detalhamento!$E44,Detalhamento!BI$15)),IF(INDEX(Import.PLE,Detalhamento!$E44,Detalhamento!BI$15)<=mediçao,OFFSET(Import.PLQ,$A44-1,BI$15-1,1,1),0),0),IF(ISNUMBER(INDEX(Import.PLE,Detalhamento!$E44,Detalhamento!BI$15)),IF(INDEX(Import.PLE,Detalhamento!$E44,Detalhamento!BI$15)<=mediçao,0,OFFSET(Import.PLQ,$A44-1,BI$15-1,1,1)),OFFSET(Import.PLQ,$A44-1,BI$15-1,1,1))))","v":0}]
[17,"Serviço",null,null,8,80017,"1.4.3.","TELHAMENTO COM TELHA DE AÇO/ALUMÍNIO E = 0,5 MM, COM ATÉ 2 ÁGUAS, INCLUSO IÇAMENTO","M2",1129.73,null,{"$f":"IF(L$13=\"\",0,CHOOSE(Detalhamento.OpçãoServiços,OFFSET(Import.PLQ,$A45-1,L$15-1,1,1),IF(ISNUMBER(INDEX(Import.PLE,Detalhamento!$E45,Detalhamento!L$15)),IF(INDEX(Import.PLE,Detalhamento!$E45,Detalhamento!L$15)<=mediçao,OFFSET(Import.PLQ,$A45-1,L$15-1,1,1),0),0),IF(ISNUMBER(INDEX(Import.PLE,Detalhamento!$E45,Detalhamento!L$15)),IF(INDEX(Import.PLE,Detalhamento!$E45,Detalhamento!L$15)<=mediçao,0,OFFSET(Import.PLQ,$A45-1,L$15-1,1,1)),OFFSET(Import.PLQ,$A45-1,L$15-1,1,1))))","v":0},{"$f":"IF(M$13=\"\",0,CHOOSE(Detalhamento.OpçãoServiços,OFFSET(Import.PLQ,$A45-1,M$15-1,1,1),IF(ISNUMBER(INDEX(Import.PLE,Detalhamento!$E45,Detalhamento!M$15)),IF(INDEX(Import.PLE,Detalhamento!$E45,Detalhamento!M$15)<=mediçao,OFFSET(Import.PLQ,$A45-1,M$15-1,1,1),0),0),IF(ISNUMBER(INDEX(Import.PLE,Detalhamento!$E45,Detalhamento!M$15)),IF(INDEX(Import.PLE,Detalhamento!$E45,Detalhamento!M$15)<=mediçao,0,OFFSET(Import.PLQ,$A45-1,M$15-1,1,1)),OFFSET(Import.PLQ,$A45-1,M$15-1,1,1))))","v":0},{"$f":"IF(N$13=\"\",0,CHOOSE(Detalhamento.OpçãoServiços,OFFSET(Import.PLQ,$A45-1,N$15-1,1,1),IF(ISNUMBER(INDEX(Import.PLE,Detalhamento!$E45,Detalhamento!N$15)),IF(INDEX(Import.PLE,Detalhamento!$E45,Detalhamento!N$15)<=mediçao,OFFSET(Import.PLQ,$A45-1,N$15-1,1,1),0),0),IF(ISNUMBER(INDEX(Import.PLE,Detalhamento!$E45,Detalhamento!N$15)),IF(INDEX(Import.PLE,Detalhamento!$E45,Detalhamento!N$15)<=mediçao,0,OFFSET(Import.PLQ,$A45-1,N$15-1,1,1)),OFFSET(Import.PLQ,$A45-1,N$15-1,1,1))))","v":1129.73},{"$f":"IF(O$13=\"\",0,CHOOSE(Detalhamento.OpçãoServiços,OFFSET(Import.PLQ,$A45-1,O$15-1,1,1),IF(ISNUMBER(INDEX(Import.PLE,Detalhamento!$E45,Detalhamento!O$15)),IF(INDEX(Import.PLE,Detalhamento!$E45,Detalhamento!O$15)<=mediçao,OFFSET(Import.PLQ,$A45-1,O$15-1,1,1),0),0),IF(ISNUMBER(INDEX(Import.PLE,Detalhamento!$E45,Detalhamento!O$15)),IF(INDEX(Import.PLE,Detalhamento!$E45,Detalhamento!O$15)<=mediçao,0,OFFSET(Import.PLQ,$A45-1,O$15-1,1,1)),OFFSET(Import.PLQ,$A45-1,O$15-1,1,1))))","v":0},{"$f":"IF(P$13=\"\",0,CHOOSE(Detalhamento.OpçãoServiços,OFFSET(Import.PLQ,$A45-1,P$15-1,1,1),IF(ISNUMBER(INDEX(Import.PLE,Detalhamento!$E45,Detalhamento!P$15)),IF(INDEX(Import.PLE,Detalhamento!$E45,Detalhamento!P$15)<=mediçao,OFFSET(Import.PLQ,$A45-1,P$15-1,1,1),0),0),IF(ISNUMBER(INDEX(Import.PLE,Detalhamento!$E45,Detalhamento!P$15)),IF(INDEX(Import.PLE,Detalhamento!$E45,Detalhamento!P$15)<=mediçao,0,OFFSET(Import.PLQ,$A45-1,P$15-1,1,1)),OFFSET(Import.PLQ,$A45-1,P$15-1,1,1))))","v":0},{"$f":"IF(Q$13=\"\",0,CHOOSE(Detalhamento.OpçãoServiços,OFFSET(Import.PLQ,$A45-1,Q$15-1,1,1),IF(ISNUMBER(INDEX(Import.PLE,Detalhamento!$E45,Detalhamento!Q$15)),IF(INDEX(Import.PLE,Detalhamento!$E45,Detalhamento!Q$15)<=mediçao,OFFSET(Import.PLQ,$A45-1,Q$15-1,1,1),0),0),IF(ISNUMBER(INDEX(Import.PLE,Detalhamento!$E45,Detalhamento!Q$15)),IF(INDEX(Import.PLE,Detalhamento!$E45,Detalhamento!Q$15)<=mediçao,0,OFFSET(Import.PLQ,$A45-1,Q$15-1,1,1)),OFFSET(Import.PLQ,$A45-1,Q$15-1,1,1))))","v":0},{"$f":"IF(R$13=\"\",0,CHOOSE(Detalhamento.OpçãoServiços,OFFSET(Import.PLQ,$A45-1,R$15-1,1,1),IF(ISNUMBER(INDEX(Import.PLE,Detalhamento!$E45,Detalhamento!R$15)),IF(INDEX(Import.PLE,Detalhamento!$E45,Detalhamento!R$15)<=mediçao,OFFSET(Import.PLQ,$A45-1,R$15-1,1,1),0),0),IF(ISNUMBER(INDEX(Import.PLE,Detalhamento!$E45,Detalhamento!R$15)),IF(INDEX(Import.PLE,Detalhamento!$E45,Detalhamento!R$15)<=mediçao,0,OFFSET(Import.PLQ,$A45-1,R$15-1,1,1)),OFFSET(Import.PLQ,$A45-1,R$15-1,1,1))))","v":0},{"$f":"IF(S$13=\"\",0,CHOOSE(Detalhamento.OpçãoServiços,OFFSET(Import.PLQ,$A45-1,S$15-1,1,1),IF(ISNUMBER(INDEX(Import.PLE,Detalhamento!$E45,Detalhamento!S$15)),IF(INDEX(Import.PLE,Detalhamento!$E45,Detalhamento!S$15)<=mediçao,OFFSET(Import.PLQ,$A45-1,S$15-1,1,1),0),0),IF(ISNUMBER(INDEX(Import.PLE,Detalhamento!$E45,Detalhamento!S$15)),IF(INDEX(Import.PLE,Detalhamento!$E45,Detalhamento!S$15)<=mediçao,0,OFFSET(Import.PLQ,$A45-1,S$15-1,1,1)),OFFSET(Import.PLQ,$A45-1,S$15-1,1,1))))","v":0},{"$f":"IF(T$13=\"\",0,CHOOSE(Detalhamento.OpçãoServiços,OFFSET(Import.PLQ,$A45-1,T$15-1,1,1),IF(ISNUMBER(INDEX(Import.PLE,Detalhamento!$E45,Detalhamento!T$15)),IF(INDEX(Import.PLE,Detalhamento!$E45,Detalhamento!T$15)<=mediçao,OFFSET(Import.PLQ,$A45-1,T$15-1,1,1),0),0),IF(ISNUMBER(INDEX(Import.PLE,Detalhamento!$E45,Detalhamento!T$15)),IF(INDEX(Import.PLE,Detalhamento!$E45,Detalhamento!T$15)<=mediçao,0,OFFSET(Import.PLQ,$A45-1,T$15-1,1,1)),OFFSET(Import.PLQ,$A45-1,T$15-1,1,1))))","v":0},{"$f":"IF(U$13=\"\",0,CHOOSE(Detalhamento.OpçãoServiços,OFFSET(Import.PLQ,$A45-1,U$15-1,1,1),IF(ISNUMBER(INDEX(Import.PLE,Detalhamento!$E45,Detalhamento!U$15)),IF(INDEX(Import.PLE,Detalhamento!$E45,Detalhamento!U$15)<=mediçao,OFFSET(Import.PLQ,$A45-1,U$15-1,1,1),0),0),IF(ISNUMBER(INDEX(Import.PLE,Detalhamento!$E45,Detalhamento!U$15)),IF(INDEX(Import.PLE,Detalhamento!$E45,Detalhamento!U$15)<=mediçao,0,OFFSET(Import.PLQ,$A45-1,U$15-1,1,1)),OFFSET(Import.PLQ,$A45-1,U$15-1,1,1))))","v":0},{"$f":"IF(V$13=\"\",0,CHOOSE(Detalhamento.OpçãoServiços,OFFSET(Import.PLQ,$A45-1,V$15-1,1,1),IF(ISNUMBER(INDEX(Import.PLE,Detalhamento!$E45,Detalhamento!V$15)),IF(INDEX(Import.PLE,Detalhamento!$E45,Detalhamento!V$15)<=mediçao,OFFSET(Import.PLQ,$A45-1,V$15-1,1,1),0),0),IF(ISNUMBER(INDEX(Import.PLE,Detalhamento!$E45,Detalhamento!V$15)),IF(INDEX(Import.PLE,Detalhamento!$E45,Detalhamento!V$15)<=mediçao,0,OFFSET(Import.PLQ,$A45-1,V$15-1,1,1)),OFFSET(Import.PLQ,$A45-1,V$15-1,1,1))))","v":0},{"$f":"IF(W$13=\"\",0,CHOOSE(Detalhamento.OpçãoServiços,OFFSET(Import.PLQ,$A45-1,W$15-1,1,1),IF(ISNUMBER(INDEX(Import.PLE,Detalhamento!$E45,Detalhamento!W$15)),IF(INDEX(Import.PLE,Detalhamento!$E45,Detalhamento!W$15)<=mediçao,OFFSET(Import.PLQ,$A45-1,W$15-1,1,1),0),0),IF(ISNUMBER(INDEX(Import.PLE,Detalhamento!$E45,Detalhamento!W$15)),IF(INDEX(Import.PLE,Detalhamento!$E45,Detalhamento!W$15)<=mediçao,0,OFFSET(Import.PLQ,$A45-1,W$15-1,1,1)),OFFSET(Import.PLQ,$A45-1,W$15-1,1,1))))","v":0},{"$f":"IF(X$13=\"\",0,CHOOSE(Detalhamento.OpçãoServiços,OFFSET(Import.PLQ,$A45-1,X$15-1,1,1),IF(ISNUMBER(INDEX(Import.PLE,Detalhamento!$E45,Detalhamento!X$15)),IF(INDEX(Import.PLE,Detalhamento!$E45,Detalhamento!X$15)<=mediçao,OFFSET(Import.PLQ,$A45-1,X$15-1,1,1),0),0),IF(ISNUMBER(INDEX(Import.PLE,Detalhamento!$E45,Detalhamento!X$15)),IF(INDEX(Import.PLE,Detalhamento!$E45,Detalhamento!X$15)<=mediçao,0,OFFSET(Import.PLQ,$A45-1,X$15-1,1,1)),OFFSET(Import.PLQ,$A45-1,X$15-1,1,1))))","v":0},{"$f":"IF(Y$13=\"\",0,CHOOSE(Detalhamento.OpçãoServiços,OFFSET(Import.PLQ,$A45-1,Y$15-1,1,1),IF(ISNUMBER(INDEX(Import.PLE,Detalhamento!$E45,Detalhamento!Y$15)),IF(INDEX(Import.PLE,Detalhamento!$E45,Detalhamento!Y$15)<=mediçao,OFFSET(Import.PLQ,$A45-1,Y$15-1,1,1),0),0),IF(ISNUMBER(INDEX(Import.PLE,Detalhamento!$E45,Detalhamento!Y$15)),IF(INDEX(Import.PLE,Detalhamento!$E45,Detalhamento!Y$15)<=mediçao,0,OFFSET(Import.PLQ,$A45-1,Y$15-1,1,1)),OFFSET(Import.PLQ,$A45-1,Y$15-1,1,1))))","v":0},{"$f":"IF(Z$13=\"\",0,CHOOSE(Detalhamento.OpçãoServiços,OFFSET(Import.PLQ,$A45-1,Z$15-1,1,1),IF(ISNUMBER(INDEX(Import.PLE,Detalhamento!$E45,Detalhamento!Z$15)),IF(INDEX(Import.PLE,Detalhamento!$E45,Detalhamento!Z$15)<=mediçao,OFFSET(Import.PLQ,$A45-1,Z$15-1,1,1),0),0),IF(ISNUMBER(INDEX(Import.PLE,Detalhamento!$E45,Detalhamento!Z$15)),IF(INDEX(Import.PLE,Detalhamento!$E45,Detalhamento!Z$15)<=mediçao,0,OFFSET(Import.PLQ,$A45-1,Z$15-1,1,1)),OFFSET(Import.PLQ,$A45-1,Z$15-1,1,1))))","v":0},{"$f":"IF(AA$13=\"\",0,CHOOSE(Detalhamento.OpçãoServiços,OFFSET(Import.PLQ,$A45-1,AA$15-1,1,1),IF(ISNUMBER(INDEX(Import.PLE,Detalhamento!$E45,Detalhamento!AA$15)),IF(INDEX(Import.PLE,Detalhamento!$E45,Detalhamento!AA$15)<=mediçao,OFFSET(Import.PLQ,$A45-1,AA$15-1,1,1),0),0),IF(ISNUMBER(INDEX(Import.PLE,Detalhamento!$E45,Detalhamento!AA$15)),IF(INDEX(Import.PLE,Detalhamento!$E45,Detalhamento!AA$15)<=mediçao,0,OFFSET(Import.PLQ,$A45-1,AA$15-1,1,1)),OFFSET(Import.PLQ,$A45-1,AA$15-1,1,1))))","v":0},{"$f":"IF(AB$13=\"\",0,CHOOSE(Detalhamento.OpçãoServiços,OFFSET(Import.PLQ,$A45-1,AB$15-1,1,1),IF(ISNUMBER(INDEX(Import.PLE,Detalhamento!$E45,Detalhamento!AB$15)),IF(INDEX(Import.PLE,Detalhamento!$E45,Detalhamento!AB$15)<=mediçao,OFFSET(Import.PLQ,$A45-1,AB$15-1,1,1),0),0),IF(ISNUMBER(INDEX(Import.PLE,Detalhamento!$E45,Detalhamento!AB$15)),IF(INDEX(Import.PLE,Detalhamento!$E45,Detalhamento!AB$15)<=mediçao,0,OFFSET(Import.PLQ,$A45-1,AB$15-1,1,1)),OFFSET(Import.PLQ,$A45-1,AB$15-1,1,1))))","v":0},{"$f":"IF(AC$13=\"\",0,CHOOSE(Detalhamento.OpçãoServiços,OFFSET(Import.PLQ,$A45-1,AC$15-1,1,1),IF(ISNUMBER(INDEX(Import.PLE,Detalhamento!$E45,Detalhamento!AC$15)),IF(INDEX(Import.PLE,Detalhamento!$E45,Detalhamento!AC$15)<=mediçao,OFFSET(Import.PLQ,$A45-1,AC$15-1,1,1),0),0),IF(ISNUMBER(INDEX(Import.PLE,Detalhamento!$E45,Detalhamento!AC$15)),IF(INDEX(Import.PLE,Detalhamento!$E45,Detalhamento!AC$15)<=mediçao,0,OFFSET(Import.PLQ,$A45-1,AC$15-1,1,1)),OFFSET(Import.PLQ,$A45-1,AC$15-1,1,1))))","v":0},{"$f":"IF(AD$13=\"\",0,CHOOSE(Detalhamento.OpçãoServiços,OFFSET(Import.PLQ,$A45-1,AD$15-1,1,1),IF(ISNUMBER(INDEX(Import.PLE,Detalhamento!$E45,Detalhamento!AD$15)),IF(INDEX(Import.PLE,Detalhamento!$E45,Detalhamento!AD$15)<=mediçao,OFFSET(Import.PLQ,$A45-1,AD$15-1,1,1),0),0),IF(ISNUMBER(INDEX(Import.PLE,Detalhamento!$E45,Detalhamento!AD$15)),IF(INDEX(Import.PLE,Detalhamento!$E45,Detalhamento!AD$15)<=mediçao,0,OFFSET(Import.PLQ,$A45-1,AD$15-1,1,1)),OFFSET(Import.PLQ,$A45-1,AD$15-1,1,1))))","v":0},{"$f":"IF(AE$13=\"\",0,CHOOSE(Detalhamento.OpçãoServiços,OFFSET(Import.PLQ,$A45-1,AE$15-1,1,1),IF(ISNUMBER(INDEX(Import.PLE,Detalhamento!$E45,Detalhamento!AE$15)),IF(INDEX(Import.PLE,Detalhamento!$E45,Detalhamento!AE$15)<=mediçao,OFFSET(Import.PLQ,$A45-1,AE$15-1,1,1),0),0),IF(ISNUMBER(INDEX(Import.PLE,Detalhamento!$E45,Detalhamento!AE$15)),IF(INDEX(Import.PLE,Detalhamento!$E45,Detalhamento!AE$15)<=mediçao,0,OFFSET(Import.PLQ,$A45-1,AE$15-1,1,1)),OFFSET(Import.PLQ,$A45-1,AE$15-1,1,1))))","v":0},{"$f":"IF(AF$13=\"\",0,CHOOSE(Detalhamento.OpçãoServiços,OFFSET(Import.PLQ,$A45-1,AF$15-1,1,1),IF(ISNUMBER(INDEX(Import.PLE,Detalhamento!$E45,Detalhamento!AF$15)),IF(INDEX(Import.PLE,Detalhamento!$E45,Detalhamento!AF$15)<=mediçao,OFFSET(Import.PLQ,$A45-1,AF$15-1,1,1),0),0),IF(ISNUMBER(INDEX(Import.PLE,Detalhamento!$E45,Detalhamento!AF$15)),IF(INDEX(Import.PLE,Detalhamento!$E45,Detalhamento!AF$15)<=mediçao,0,OFFSET(Import.PLQ,$A45-1,AF$15-1,1,1)),OFFSET(Import.PLQ,$A45-1,AF$15-1,1,1))))","v":0},{"$f":"IF(AG$13=\"\",0,CHOOSE(Detalhamento.OpçãoServiços,OFFSET(Import.PLQ,$A45-1,AG$15-1,1,1),IF(ISNUMBER(INDEX(Import.PLE,Detalhamento!$E45,Detalhamento!AG$15)),IF(INDEX(Import.PLE,Detalhamento!$E45,Detalhamento!AG$15)<=mediçao,OFFSET(Import.PLQ,$A45-1,AG$15-1,1,1),0),0),IF(ISNUMBER(INDEX(Import.PLE,Detalhamento!$E45,Detalhamento!AG$15)),IF(INDEX(Import.PLE,Detalhamento!$E45,Detalhamento!AG$15)<=mediçao,0,OFFSET(Import.PLQ,$A45-1,AG$15-1,1,1)),OFFSET(Import.PLQ,$A45-1,AG$15-1,1,1))))","v":0},{"$f":"IF(AH$13=\"\",0,CHOOSE(Detalhamento.OpçãoServiços,OFFSET(Import.PLQ,$A45-1,AH$15-1,1,1),IF(ISNUMBER(INDEX(Import.PLE,Detalhamento!$E45,Detalhamento!AH$15)),IF(INDEX(Import.PLE,Detalhamento!$E45,Detalhamento!AH$15)<=mediçao,OFFSET(Import.PLQ,$A45-1,AH$15-1,1,1),0),0),IF(ISNUMBER(INDEX(Import.PLE,Detalhamento!$E45,Detalhamento!AH$15)),IF(INDEX(Import.PLE,Detalhamento!$E45,Detalhamento!AH$15)<=mediçao,0,OFFSET(Import.PLQ,$A45-1,AH$15-1,1,1)),OFFSET(Import.PLQ,$A45-1,AH$15-1,1,1))))","v":0},{"$f":"IF(AI$13=\"\",0,CHOOSE(Detalhamento.OpçãoServiços,OFFSET(Import.PLQ,$A45-1,AI$15-1,1,1),IF(ISNUMBER(INDEX(Import.PLE,Detalhamento!$E45,Detalhamento!AI$15)),IF(INDEX(Import.PLE,Detalhamento!$E45,Detalhamento!AI$15)<=mediçao,OFFSET(Import.PLQ,$A45-1,AI$15-1,1,1),0),0),IF(ISNUMBER(INDEX(Import.PLE,Detalhamento!$E45,Detalhamento!AI$15)),IF(INDEX(Import.PLE,Detalhamento!$E45,Detalhamento!AI$15)<=mediçao,0,OFFSET(Import.PLQ,$A45-1,AI$15-1,1,1)),OFFSET(Import.PLQ,$A45-1,AI$15-1,1,1))))","v":0},{"$f":"IF(AJ$13=\"\",0,CHOOSE(Detalhamento.OpçãoServiços,OFFSET(Import.PLQ,$A45-1,AJ$15-1,1,1),IF(ISNUMBER(INDEX(Import.PLE,Detalhamento!$E45,Detalhamento!AJ$15)),IF(INDEX(Import.PLE,Detalhamento!$E45,Detalhamento!AJ$15)<=mediçao,OFFSET(Import.PLQ,$A45-1,AJ$15-1,1,1),0),0),IF(ISNUMBER(INDEX(Import.PLE,Detalhamento!$E45,Detalhamento!AJ$15)),IF(INDEX(Import.PLE,Detalhamento!$E45,Detalhamento!AJ$15)<=mediçao,0,OFFSET(Import.PLQ,$A45-1,AJ$15-1,1,1)),OFFSET(Import.PLQ,$A45-1,AJ$15-1,1,1))))","v":0},{"$f":"IF(AK$13=\"\",0,CHOOSE(Detalhamento.OpçãoServiços,OFFSET(Import.PLQ,$A45-1,AK$15-1,1,1),IF(ISNUMBER(INDEX(Import.PLE,Detalhamento!$E45,Detalhamento!AK$15)),IF(INDEX(Import.PLE,Detalhamento!$E45,Detalhamento!AK$15)<=mediçao,OFFSET(Import.PLQ,$A45-1,AK$15-1,1,1),0),0),IF(ISNUMBER(INDEX(Import.PLE,Detalhamento!$E45,Detalhamento!AK$15)),IF(INDEX(Import.PLE,Detalhamento!$E45,Detalhamento!AK$15)<=mediçao,0,OFFSET(Import.PLQ,$A45-1,AK$15-1,1,1)),OFFSET(Import.PLQ,$A45-1,AK$15-1,1,1))))","v":0},{"$f":"IF(AL$13=\"\",0,CHOOSE(Detalhamento.OpçãoServiços,OFFSET(Import.PLQ,$A45-1,AL$15-1,1,1),IF(ISNUMBER(INDEX(Import.PLE,Detalhamento!$E45,Detalhamento!AL$15)),IF(INDEX(Import.PLE,Detalhamento!$E45,Detalhamento!AL$15)<=mediçao,OFFSET(Import.PLQ,$A45-1,AL$15-1,1,1),0),0),IF(ISNUMBER(INDEX(Import.PLE,Detalhamento!$E45,Detalhamento!AL$15)),IF(INDEX(Import.PLE,Detalhamento!$E45,Detalhamento!AL$15)<=mediçao,0,OFFSET(Import.PLQ,$A45-1,AL$15-1,1,1)),OFFSET(Import.PLQ,$A45-1,AL$15-1,1,1))))","v":0},{"$f":"IF(AM$13=\"\",0,CHOOSE(Detalhamento.OpçãoServiços,OFFSET(Import.PLQ,$A45-1,AM$15-1,1,1),IF(ISNUMBER(INDEX(Import.PLE,Detalhamento!$E45,Detalhamento!AM$15)),IF(INDEX(Import.PLE,Detalhamento!$E45,Detalhamento!AM$15)<=mediçao,OFFSET(Import.PLQ,$A45-1,AM$15-1,1,1),0),0),IF(ISNUMBER(INDEX(Import.PLE,Detalhamento!$E45,Detalhamento!AM$15)),IF(INDEX(Import.PLE,Detalhamento!$E45,Detalhamento!AM$15)<=mediçao,0,OFFSET(Import.PLQ,$A45-1,AM$15-1,1,1)),OFFSET(Import.PLQ,$A45-1,AM$15-1,1,1))))","v":0},{"$f":"IF(AN$13=\"\",0,CHOOSE(Detalhamento.OpçãoServiços,OFFSET(Import.PLQ,$A45-1,AN$15-1,1,1),IF(ISNUMBER(INDEX(Import.PLE,Detalhamento!$E45,Detalhamento!AN$15)),IF(INDEX(Import.PLE,Detalhamento!$E45,Detalhamento!AN$15)<=mediçao,OFFSET(Import.PLQ,$A45-1,AN$15-1,1,1),0),0),IF(ISNUMBER(INDEX(Import.PLE,Detalhamento!$E45,Detalhamento!AN$15)),IF(INDEX(Import.PLE,Detalhamento!$E45,Detalhamento!AN$15)<=mediçao,0,OFFSET(Import.PLQ,$A45-1,AN$15-1,1,1)),OFFSET(Import.PLQ,$A45-1,AN$15-1,1,1))))","v":0},{"$f":"IF(AO$13=\"\",0,CHOOSE(Detalhamento.OpçãoServiços,OFFSET(Import.PLQ,$A45-1,AO$15-1,1,1),IF(ISNUMBER(INDEX(Import.PLE,Detalhamento!$E45,Detalhamento!AO$15)),IF(INDEX(Import.PLE,Detalhamento!$E45,Detalhamento!AO$15)<=mediçao,OFFSET(Import.PLQ,$A45-1,AO$15-1,1,1),0),0),IF(ISNUMBER(INDEX(Import.PLE,Detalhamento!$E45,Detalhamento!AO$15)),IF(INDEX(Import.PLE,Detalhamento!$E45,Detalhamento!AO$15)<=mediçao,0,OFFSET(Import.PLQ,$A45-1,AO$15-1,1,1)),OFFSET(Import.PLQ,$A45-1,AO$15-1,1,1))))","v":0},{"$f":"IF(AP$13=\"\",0,CHOOSE(Detalhamento.OpçãoServiços,OFFSET(Import.PLQ,$A45-1,AP$15-1,1,1),IF(ISNUMBER(INDEX(Import.PLE,Detalhamento!$E45,Detalhamento!AP$15)),IF(INDEX(Import.PLE,Detalhamento!$E45,Detalhamento!AP$15)<=mediçao,OFFSET(Import.PLQ,$A45-1,AP$15-1,1,1),0),0),IF(ISNUMBER(INDEX(Import.PLE,Detalhamento!$E45,Detalhamento!AP$15)),IF(INDEX(Import.PLE,Detalhamento!$E45,Detalhamento!AP$15)<=mediçao,0,OFFSET(Import.PLQ,$A45-1,AP$15-1,1,1)),OFFSET(Import.PLQ,$A45-1,AP$15-1,1,1))))","v":0},{"$f":"IF(AQ$13=\"\",0,CHOOSE(Detalhamento.OpçãoServiços,OFFSET(Import.PLQ,$A45-1,AQ$15-1,1,1),IF(ISNUMBER(INDEX(Import.PLE,Detalhamento!$E45,Detalhamento!AQ$15)),IF(INDEX(Import.PLE,Detalhamento!$E45,Detalhamento!AQ$15)<=mediçao,OFFSET(Import.PLQ,$A45-1,AQ$15-1,1,1),0),0),IF(ISNUMBER(INDEX(Import.PLE,Detalhamento!$E45,Detalhamento!AQ$15)),IF(INDEX(Import.PLE,Detalhamento!$E45,Detalhamento!AQ$15)<=mediçao,0,OFFSET(Import.PLQ,$A45-1,AQ$15-1,1,1)),OFFSET(Import.PLQ,$A45-1,AQ$15-1,1,1))))","v":0},{"$f":"IF(AR$13=\"\",0,CHOOSE(Detalhamento.OpçãoServiços,OFFSET(Import.PLQ,$A45-1,AR$15-1,1,1),IF(ISNUMBER(INDEX(Import.PLE,Detalhamento!$E45,Detalhamento!AR$15)),IF(INDEX(Import.PLE,Detalhamento!$E45,Detalhamento!AR$15)<=mediçao,OFFSET(Import.PLQ,$A45-1,AR$15-1,1,1),0),0),IF(ISNUMBER(INDEX(Import.PLE,Detalhamento!$E45,Detalhamento!AR$15)),IF(INDEX(Import.PLE,Detalhamento!$E45,Detalhamento!AR$15)<=mediçao,0,OFFSET(Import.PLQ,$A45-1,AR$15-1,1,1)),OFFSET(Import.PLQ,$A45-1,AR$15-1,1,1))))","v":0},{"$f":"IF(AS$13=\"\",0,CHOOSE(Detalhamento.OpçãoServiços,OFFSET(Import.PLQ,$A45-1,AS$15-1,1,1),IF(ISNUMBER(INDEX(Import.PLE,Detalhamento!$E45,Detalhamento!AS$15)),IF(INDEX(Import.PLE,Detalhamento!$E45,Detalhamento!AS$15)<=mediçao,OFFSET(Import.PLQ,$A45-1,AS$15-1,1,1),0),0),IF(ISNUMBER(INDEX(Import.PLE,Detalhamento!$E45,Detalhamento!AS$15)),IF(INDEX(Import.PLE,Detalhamento!$E45,Detalhamento!AS$15)<=mediçao,0,OFFSET(Import.PLQ,$A45-1,AS$15-1,1,1)),OFFSET(Import.PLQ,$A45-1,AS$15-1,1,1))))","v":0},{"$f":"IF(AT$13=\"\",0,CHOOSE(Detalhamento.OpçãoServiços,OFFSET(Import.PLQ,$A45-1,AT$15-1,1,1),IF(ISNUMBER(INDEX(Import.PLE,Detalhamento!$E45,Detalhamento!AT$15)),IF(INDEX(Import.PLE,Detalhamento!$E45,Detalhamento!AT$15)<=mediçao,OFFSET(Import.PLQ,$A45-1,AT$15-1,1,1),0),0),IF(ISNUMBER(INDEX(Import.PLE,Detalhamento!$E45,Detalhamento!AT$15)),IF(INDEX(Import.PLE,Detalhamento!$E45,Detalhamento!AT$15)<=mediçao,0,OFFSET(Import.PLQ,$A45-1,AT$15-1,1,1)),OFFSET(Import.PLQ,$A45-1,AT$15-1,1,1))))","v":0},{"$f":"IF(AU$13=\"\",0,CHOOSE(Detalhamento.OpçãoServiços,OFFSET(Import.PLQ,$A45-1,AU$15-1,1,1),IF(ISNUMBER(INDEX(Import.PLE,Detalhamento!$E45,Detalhamento!AU$15)),IF(INDEX(Import.PLE,Detalhamento!$E45,Detalhamento!AU$15)<=mediçao,OFFSET(Import.PLQ,$A45-1,AU$15-1,1,1),0),0),IF(ISNUMBER(INDEX(Import.PLE,Detalhamento!$E45,Detalhamento!AU$15)),IF(INDEX(Import.PLE,Detalhamento!$E45,Detalhamento!AU$15)<=mediçao,0,OFFSET(Import.PLQ,$A45-1,AU$15-1,1,1)),OFFSET(Import.PLQ,$A45-1,AU$15-1,1,1))))","v":0},{"$f":"IF(AV$13=\"\",0,CHOOSE(Detalhamento.OpçãoServiços,OFFSET(Import.PLQ,$A45-1,AV$15-1,1,1),IF(ISNUMBER(INDEX(Import.PLE,Detalhamento!$E45,Detalhamento!AV$15)),IF(INDEX(Import.PLE,Detalhamento!$E45,Detalhamento!AV$15)<=mediçao,OFFSET(Import.PLQ,$A45-1,AV$15-1,1,1),0),0),IF(ISNUMBER(INDEX(Import.PLE,Detalhamento!$E45,Detalhamento!AV$15)),IF(INDEX(Import.PLE,Detalhamento!$E45,Detalhamento!AV$15)<=mediçao,0,OFFSET(Import.PLQ,$A45-1,AV$15-1,1,1)),OFFSET(Import.PLQ,$A45-1,AV$15-1,1,1))))","v":0},{"$f":"IF(AW$13=\"\",0,CHOOSE(Detalhamento.OpçãoServiços,OFFSET(Import.PLQ,$A45-1,AW$15-1,1,1),IF(ISNUMBER(INDEX(Import.PLE,Detalhamento!$E45,Detalhamento!AW$15)),IF(INDEX(Import.PLE,Detalhamento!$E45,Detalhamento!AW$15)<=mediçao,OFFSET(Import.PLQ,$A45-1,AW$15-1,1,1),0),0),IF(ISNUMBER(INDEX(Import.PLE,Detalhamento!$E45,Detalhamento!AW$15)),IF(INDEX(Import.PLE,Detalhamento!$E45,Detalhamento!AW$15)<=mediçao,0,OFFSET(Import.PLQ,$A45-1,AW$15-1,1,1)),OFFSET(Import.PLQ,$A45-1,AW$15-1,1,1))))","v":0},{"$f":"IF(AX$13=\"\",0,CHOOSE(Detalhamento.OpçãoServiços,OFFSET(Import.PLQ,$A45-1,AX$15-1,1,1),IF(ISNUMBER(INDEX(Import.PLE,Detalhamento!$E45,Detalhamento!AX$15)),IF(INDEX(Import.PLE,Detalhamento!$E45,Detalhamento!AX$15)<=mediçao,OFFSET(Import.PLQ,$A45-1,AX$15-1,1,1),0),0),IF(ISNUMBER(INDEX(Import.PLE,Detalhamento!$E45,Detalhamento!AX$15)),IF(INDEX(Import.PLE,Detalhamento!$E45,Detalhamento!AX$15)<=mediçao,0,OFFSET(Import.PLQ,$A45-1,AX$15-1,1,1)),OFFSET(Import.PLQ,$A45-1,AX$15-1,1,1))))","v":0},{"$f":"IF(AY$13=\"\",0,CHOOSE(Detalhamento.OpçãoServiços,OFFSET(Import.PLQ,$A45-1,AY$15-1,1,1),IF(ISNUMBER(INDEX(Import.PLE,Detalhamento!$E45,Detalhamento!AY$15)),IF(INDEX(Import.PLE,Detalhamento!$E45,Detalhamento!AY$15)<=mediçao,OFFSET(Import.PLQ,$A45-1,AY$15-1,1,1),0),0),IF(ISNUMBER(INDEX(Import.PLE,Detalhamento!$E45,Detalhamento!AY$15)),IF(INDEX(Import.PLE,Detalhamento!$E45,Detalhamento!AY$15)<=mediçao,0,OFFSET(Import.PLQ,$A45-1,AY$15-1,1,1)),OFFSET(Import.PLQ,$A45-1,AY$15-1,1,1))))","v":0},{"$f":"IF(AZ$13=\"\",0,CHOOSE(Detalhamento.OpçãoServiços,OFFSET(Import.PLQ,$A45-1,AZ$15-1,1,1),IF(ISNUMBER(INDEX(Import.PLE,Detalhamento!$E45,Detalhamento!AZ$15)),IF(INDEX(Import.PLE,Detalhamento!$E45,Detalhamento!AZ$15)<=mediçao,OFFSET(Import.PLQ,$A45-1,AZ$15-1,1,1),0),0),IF(ISNUMBER(INDEX(Import.PLE,Detalhamento!$E45,Detalhamento!AZ$15)),IF(INDEX(Import.PLE,Detalhamento!$E45,Detalhamento!AZ$15)<=mediçao,0,OFFSET(Import.PLQ,$A45-1,AZ$15-1,1,1)),OFFSET(Import.PLQ,$A45-1,AZ$15-1,1,1))))","v":0},{"$f":"IF(BA$13=\"\",0,CHOOSE(Detalhamento.OpçãoServiços,OFFSET(Import.PLQ,$A45-1,BA$15-1,1,1),IF(ISNUMBER(INDEX(Import.PLE,Detalhamento!$E45,Detalhamento!BA$15)),IF(INDEX(Import.PLE,Detalhamento!$E45,Detalhamento!BA$15)<=mediçao,OFFSET(Import.PLQ,$A45-1,BA$15-1,1,1),0),0),IF(ISNUMBER(INDEX(Import.PLE,Detalhamento!$E45,Detalhamento!BA$15)),IF(INDEX(Import.PLE,Detalhamento!$E45,Detalhamento!BA$15)<=mediçao,0,OFFSET(Import.PLQ,$A45-1,BA$15-1,1,1)),OFFSET(Import.PLQ,$A45-1,BA$15-1,1,1))))","v":0},{"$f":"IF(BB$13=\"\",0,CHOOSE(Detalhamento.OpçãoServiços,OFFSET(Import.PLQ,$A45-1,BB$15-1,1,1),IF(ISNUMBER(INDEX(Import.PLE,Detalhamento!$E45,Detalhamento!BB$15)),IF(INDEX(Import.PLE,Detalhamento!$E45,Detalhamento!BB$15)<=mediçao,OFFSET(Import.PLQ,$A45-1,BB$15-1,1,1),0),0),IF(ISNUMBER(INDEX(Import.PLE,Detalhamento!$E45,Detalhamento!BB$15)),IF(INDEX(Import.PLE,Detalhamento!$E45,Detalhamento!BB$15)<=mediçao,0,OFFSET(Import.PLQ,$A45-1,BB$15-1,1,1)),OFFSET(Import.PLQ,$A45-1,BB$15-1,1,1))))","v":0},{"$f":"IF(BC$13=\"\",0,CHOOSE(Detalhamento.OpçãoServiços,OFFSET(Import.PLQ,$A45-1,BC$15-1,1,1),IF(ISNUMBER(INDEX(Import.PLE,Detalhamento!$E45,Detalhamento!BC$15)),IF(INDEX(Import.PLE,Detalhamento!$E45,Detalhamento!BC$15)<=mediçao,OFFSET(Import.PLQ,$A45-1,BC$15-1,1,1),0),0),IF(ISNUMBER(INDEX(Import.PLE,Detalhamento!$E45,Detalhamento!BC$15)),IF(INDEX(Import.PLE,Detalhamento!$E45,Detalhamento!BC$15)<=mediçao,0,OFFSET(Import.PLQ,$A45-1,BC$15-1,1,1)),OFFSET(Import.PLQ,$A45-1,BC$15-1,1,1))))","v":0},{"$f":"IF(BD$13=\"\",0,CHOOSE(Detalhamento.OpçãoServiços,OFFSET(Import.PLQ,$A45-1,BD$15-1,1,1),IF(ISNUMBER(INDEX(Import.PLE,Detalhamento!$E45,Detalhamento!BD$15)),IF(INDEX(Import.PLE,Detalhamento!$E45,Detalhamento!BD$15)<=mediçao,OFFSET(Import.PLQ,$A45-1,BD$15-1,1,1),0),0),IF(ISNUMBER(INDEX(Import.PLE,Detalhamento!$E45,Detalhamento!BD$15)),IF(INDEX(Import.PLE,Detalhamento!$E45,Detalhamento!BD$15)<=mediçao,0,OFFSET(Import.PLQ,$A45-1,BD$15-1,1,1)),OFFSET(Import.PLQ,$A45-1,BD$15-1,1,1))))","v":0},{"$f":"IF(BE$13=\"\",0,CHOOSE(Detalhamento.OpçãoServiços,OFFSET(Import.PLQ,$A45-1,BE$15-1,1,1),IF(ISNUMBER(INDEX(Import.PLE,Detalhamento!$E45,Detalhamento!BE$15)),IF(INDEX(Import.PLE,Detalhamento!$E45,Detalhamento!BE$15)<=mediçao,OFFSET(Import.PLQ,$A45-1,BE$15-1,1,1),0),0),IF(ISNUMBER(INDEX(Import.PLE,Detalhamento!$E45,Detalhamento!BE$15)),IF(INDEX(Import.PLE,Detalhamento!$E45,Detalhamento!BE$15)<=mediçao,0,OFFSET(Import.PLQ,$A45-1,BE$15-1,1,1)),OFFSET(Import.PLQ,$A45-1,BE$15-1,1,1))))","v":0},{"$f":"IF(BF$13=\"\",0,CHOOSE(Detalhamento.OpçãoServiços,OFFSET(Import.PLQ,$A45-1,BF$15-1,1,1),IF(ISNUMBER(INDEX(Import.PLE,Detalhamento!$E45,Detalhamento!BF$15)),IF(INDEX(Import.PLE,Detalhamento!$E45,Detalhamento!BF$15)<=mediçao,OFFSET(Import.PLQ,$A45-1,BF$15-1,1,1),0),0),IF(ISNUMBER(INDEX(Import.PLE,Detalhamento!$E45,Detalhamento!BF$15)),IF(INDEX(Import.PLE,Detalhamento!$E45,Detalhamento!BF$15)<=mediçao,0,OFFSET(Import.PLQ,$A45-1,BF$15-1,1,1)),OFFSET(Import.PLQ,$A45-1,BF$15-1,1,1))))","v":0},{"$f":"IF(BG$13=\"\",0,CHOOSE(Detalhamento.OpçãoServiços,OFFSET(Import.PLQ,$A45-1,BG$15-1,1,1),IF(ISNUMBER(INDEX(Import.PLE,Detalhamento!$E45,Detalhamento!BG$15)),IF(INDEX(Import.PLE,Detalhamento!$E45,Detalhamento!BG$15)<=mediçao,OFFSET(Import.PLQ,$A45-1,BG$15-1,1,1),0),0),IF(ISNUMBER(INDEX(Import.PLE,Detalhamento!$E45,Detalhamento!BG$15)),IF(INDEX(Import.PLE,Detalhamento!$E45,Detalhamento!BG$15)<=mediçao,0,OFFSET(Import.PLQ,$A45-1,BG$15-1,1,1)),OFFSET(Import.PLQ,$A45-1,BG$15-1,1,1))))","v":0},{"$f":"IF(BH$13=\"\",0,CHOOSE(Detalhamento.OpçãoServiços,OFFSET(Import.PLQ,$A45-1,BH$15-1,1,1),IF(ISNUMBER(INDEX(Import.PLE,Detalhamento!$E45,Detalhamento!BH$15)),IF(INDEX(Import.PLE,Detalhamento!$E45,Detalhamento!BH$15)<=mediçao,OFFSET(Import.PLQ,$A45-1,BH$15-1,1,1),0),0),IF(ISNUMBER(INDEX(Import.PLE,Detalhamento!$E45,Detalhamento!BH$15)),IF(INDEX(Import.PLE,Detalhamento!$E45,Detalhamento!BH$15)<=mediçao,0,OFFSET(Import.PLQ,$A45-1,BH$15-1,1,1)),OFFSET(Import.PLQ,$A45-1,BH$15-1,1,1))))","v":0},{"$f":"IF(BI$13=\"\",0,CHOOSE(Detalhamento.OpçãoServiços,OFFSET(Import.PLQ,$A45-1,BI$15-1,1,1),IF(ISNUMBER(INDEX(Import.PLE,Detalhamento!$E45,Detalhamento!BI$15)),IF(INDEX(Import.PLE,Detalhamento!$E45,Detalhamento!BI$15)<=mediçao,OFFSET(Import.PLQ,$A45-1,BI$15-1,1,1),0),0),IF(ISNUMBER(INDEX(Import.PLE,Detalhamento!$E45,Detalhamento!BI$15)),IF(INDEX(Import.PLE,Detalhamento!$E45,Detalhamento!BI$15)<=mediçao,0,OFFSET(Import.PLQ,$A45-1,BI$15-1,1,1)),OFFSET(Import.PLQ,$A45-1,BI$15-1,1,1))))","v":0}]
[30,"Nível",null,null,12,0,"1.8.","ENTORNO","","",null,{"$f":"IF(L$13=\"\",0,CHOOSE(Detalhamento.OpçãoServiços,OFFSET(Import.PLQ,$A46-1,L$15-1,1,1),IF(ISNUMBER(INDEX(Import.PLE,Detalhamento!$E46,Detalhamento!L$15)),IF(INDEX(Import.PLE,Detalhamento!$E46,Detalhamento!L$15)<=mediçao,OFFSET(Import.PLQ,$A46-1,L$15-1,1,1),0),0),IF(ISNUMBER(INDEX(Import.PLE,Detalhamento!$E46,Detalhamento!L$15)),IF(INDEX(Import.PLE,Detalhamento!$E46,Detalhamento!L$15)<=mediçao,0,OFFSET(Import.PLQ,$A46-1,L$15-1,1,1)),OFFSET(Import.PLQ,$A46-1,L$15-1,1,1))))","v":0},{"$f":"IF(M$13=\"\",0,CHOOSE(Detalhamento.OpçãoServiços,OFFSET(Import.PLQ,$A46-1,M$15-1,1,1),IF(ISNUMBER(INDEX(Import.PLE,Detalhamento!$E46,Detalhamento!M$15)),IF(INDEX(Import.PLE,Detalhamento!$E46,Detalhamento!M$15)<=mediçao,OFFSET(Import.PLQ,$A46-1,M$15-1,1,1),0),0),IF(ISNUMBER(INDEX(Import.PLE,Detalhamento!$E46,Detalhamento!M$15)),IF(INDEX(Import.PLE,Detalhamento!$E46,Detalhamento!M$15)<=mediçao,0,OFFSET(Import.PLQ,$A46-1,M$15-1,1,1)),OFFSET(Import.PLQ,$A46-1,M$15-1,1,1))))","v":0},{"$f":"IF(N$13=\"\",0,CHOOSE(Detalhamento.OpçãoServiços,OFFSET(Import.PLQ,$A46-1,N$15-1,1,1),IF(ISNUMBER(INDEX(Import.PLE,Detalhamento!$E46,Detalhamento!N$15)),IF(INDEX(Import.PLE,Detalhamento!$E46,Detalhamento!N$15)<=mediçao,OFFSET(Import.PLQ,$A46-1,N$15-1,1,1),0),0),IF(ISNUMBER(INDEX(Import.PLE,Detalhamento!$E46,Detalhamento!N$15)),IF(INDEX(Import.PLE,Detalhamento!$E46,Detalhamento!N$15)<=mediçao,0,OFFSET(Import.PLQ,$A46-1,N$15-1,1,1)),OFFSET(Import.PLQ,$A46-1,N$15-1,1,1))))","v":0},{"$f":"IF(O$13=\"\",0,CHOOSE(Detalhamento.OpçãoServiços,OFFSET(Import.PLQ,$A46-1,O$15-1,1,1),IF(ISNUMBER(INDEX(Import.PLE,Detalhamento!$E46,Detalhamento!O$15)),IF(INDEX(Import.PLE,Detalhamento!$E46,Detalhamento!O$15)<=mediçao,OFFSET(Import.PLQ,$A46-1,O$15-1,1,1),0),0),IF(ISNUMBER(INDEX(Import.PLE,Detalhamento!$E46,Detalhamento!O$15)),IF(INDEX(Import.PLE,Detalhamento!$E46,Detalhamento!O$15)<=mediçao,0,OFFSET(Import.PLQ,$A46-1,O$15-1,1,1)),OFFSET(Import.PLQ,$A46-1,O$15-1,1,1))))","v":0},{"$f":"IF(P$13=\"\",0,CHOOSE(Detalhamento.OpçãoServiços,OFFSET(Import.PLQ,$A46-1,P$15-1,1,1),IF(ISNUMBER(INDEX(Import.PLE,Detalhamento!$E46,Detalhamento!P$15)),IF(INDEX(Import.PLE,Detalhamento!$E46,Detalhamento!P$15)<=mediçao,OFFSET(Import.PLQ,$A46-1,P$15-1,1,1),0),0),IF(ISNUMBER(INDEX(Import.PLE,Detalhamento!$E46,Detalhamento!P$15)),IF(INDEX(Import.PLE,Detalhamento!$E46,Detalhamento!P$15)<=mediçao,0,OFFSET(Import.PLQ,$A46-1,P$15-1,1,1)),OFFSET(Import.PLQ,$A46-1,P$15-1,1,1))))","v":0},{"$f":"IF(Q$13=\"\",0,CHOOSE(Detalhamento.OpçãoServiços,OFFSET(Import.PLQ,$A46-1,Q$15-1,1,1),IF(ISNUMBER(INDEX(Import.PLE,Detalhamento!$E46,Detalhamento!Q$15)),IF(INDEX(Import.PLE,Detalhamento!$E46,Detalhamento!Q$15)<=mediçao,OFFSET(Import.PLQ,$A46-1,Q$15-1,1,1),0),0),IF(ISNUMBER(INDEX(Import.PLE,Detalhamento!$E46,Detalhamento!Q$15)),IF(INDEX(Import.PLE,Detalhamento!$E46,Detalhamento!Q$15)<=mediçao,0,OFFSET(Import.PLQ,$A46-1,Q$15-1,1,1)),OFFSET(Import.PLQ,$A46-1,Q$15-1,1,1))))","v":0},{"$f":"IF(R$13=\"\",0,CHOOSE(Detalhamento.OpçãoServiços,OFFSET(Import.PLQ,$A46-1,R$15-1,1,1),IF(ISNUMBER(INDEX(Import.PLE,Detalhamento!$E46,Detalhamento!R$15)),IF(INDEX(Import.PLE,Detalhamento!$E46,Detalhamento!R$15)<=mediçao,OFFSET(Import.PLQ,$A46-1,R$15-1,1,1),0),0),IF(ISNUMBER(INDEX(Import.PLE,Detalhamento!$E46,Detalhamento!R$15)),IF(INDEX(Import.PLE,Detalhamento!$E46,Detalhamento!R$15)<=mediçao,0,OFFSET(Import.PLQ,$A46-1,R$15-1,1,1)),OFFSET(Import.PLQ,$A46-1,R$15-1,1,1))))","v":0},{"$f":"IF(S$13=\"\",0,CHOOSE(Detalhamento.OpçãoServiços,OFFSET(Import.PLQ,$A46-1,S$15-1,1,1),IF(ISNUMBER(INDEX(Import.PLE,Detalhamento!$E46,Detalhamento!S$15)),IF(INDEX(Import.PLE,Detalhamento!$E46,Detalhamento!S$15)<=mediçao,OFFSET(Import.PLQ,$A46-1,S$15-1,1,1),0),0),IF(ISNUMBER(INDEX(Import.PLE,Detalhamento!$E46,Detalhamento!S$15)),IF(INDEX(Import.PLE,Detalhamento!$E46,Detalhamento!S$15)<=mediçao,0,OFFSET(Import.PLQ,$A46-1,S$15-1,1,1)),OFFSET(Import.PLQ,$A46-1,S$15-1,1,1))))","v":0},{"$f":"IF(T$13=\"\",0,CHOOSE(Detalhamento.OpçãoServiços,OFFSET(Import.PLQ,$A46-1,T$15-1,1,1),IF(ISNUMBER(INDEX(Import.PLE,Detalhamento!$E46,Detalhamento!T$15)),IF(INDEX(Import.PLE,Detalhamento!$E46,Detalhamento!T$15)<=mediçao,OFFSET(Import.PLQ,$A46-1,T$15-1,1,1),0),0),IF(ISNUMBER(INDEX(Import.PLE,Detalhamento!$E46,Detalhamento!T$15)),IF(INDEX(Import.PLE,Detalhamento!$E46,Detalhamento!T$15)<=mediçao,0,OFFSET(Import.PLQ,$A46-1,T$15-1,1,1)),OFFSET(Import.PLQ,$A46-1,T$15-1,1,1))))","v":0},{"$f":"IF(U$13=\"\",0,CHOOSE(Detalhamento.OpçãoServiços,OFFSET(Import.PLQ,$A46-1,U$15-1,1,1),IF(ISNUMBER(INDEX(Import.PLE,Detalhamento!$E46,Detalhamento!U$15)),IF(INDEX(Import.PLE,Detalhamento!$E46,Detalhamento!U$15)<=mediçao,OFFSET(Import.PLQ,$A46-1,U$15-1,1,1),0),0),IF(ISNUMBER(INDEX(Import.PLE,Detalhamento!$E46,Detalhamento!U$15)),IF(INDEX(Import.PLE,Detalhamento!$E46,Detalhamento!U$15)<=mediçao,0,OFFSET(Import.PLQ,$A46-1,U$15-1,1,1)),OFFSET(Import.PLQ,$A46-1,U$15-1,1,1))))","v":0},{"$f":"IF(V$13=\"\",0,CHOOSE(Detalhamento.OpçãoServiços,OFFSET(Import.PLQ,$A46-1,V$15-1,1,1),IF(ISNUMBER(INDEX(Import.PLE,Detalhamento!$E46,Detalhamento!V$15)),IF(INDEX(Import.PLE,Detalhamento!$E46,Detalhamento!V$15)<=mediçao,OFFSET(Import.PLQ,$A46-1,V$15-1,1,1),0),0),IF(ISNUMBER(INDEX(Import.PLE,Detalhamento!$E46,Detalhamento!V$15)),IF(INDEX(Import.PLE,Detalhamento!$E46,Detalhamento!V$15)<=mediçao,0,OFFSET(Import.PLQ,$A46-1,V$15-1,1,1)),OFFSET(Import.PLQ,$A46-1,V$15-1,1,1))))","v":0},{"$f":"IF(W$13=\"\",0,CHOOSE(Detalhamento.OpçãoServiços,OFFSET(Import.PLQ,$A46-1,W$15-1,1,1),IF(ISNUMBER(INDEX(Import.PLE,Detalhamento!$E46,Detalhamento!W$15)),IF(INDEX(Import.PLE,Detalhamento!$E46,Detalhamento!W$15)<=mediçao,OFFSET(Import.PLQ,$A46-1,W$15-1,1,1),0),0),IF(ISNUMBER(INDEX(Import.PLE,Detalhamento!$E46,Detalhamento!W$15)),IF(INDEX(Import.PLE,Detalhamento!$E46,Detalhamento!W$15)<=mediçao,0,OFFSET(Import.PLQ,$A46-1,W$15-1,1,1)),OFFSET(Import.PLQ,$A46-1,W$15-1,1,1))))","v":0},{"$f":"IF(X$13=\"\",0,CHOOSE(Detalhamento.OpçãoServiços,OFFSET(Import.PLQ,$A46-1,X$15-1,1,1),IF(ISNUMBER(INDEX(Import.PLE,Detalhamento!$E46,Detalhamento!X$15)),IF(INDEX(Import.PLE,Detalhamento!$E46,Detalhamento!X$15)<=mediçao,OFFSET(Import.PLQ,$A46-1,X$15-1,1,1),0),0),IF(ISNUMBER(INDEX(Import.PLE,Detalhamento!$E46,Detalhamento!X$15)),IF(INDEX(Import.PLE,Detalhamento!$E46,Detalhamento!X$15)<=mediçao,0,OFFSET(Import.PLQ,$A46-1,X$15-1,1,1)),OFFSET(Import.PLQ,$A46-1,X$15-1,1,1))))","v":0},{"$f":"IF(Y$13=\"\",0,CHOOSE(Detalhamento.OpçãoServiços,OFFSET(Import.PLQ,$A46-1,Y$15-1,1,1),IF(ISNUMBER(INDEX(Import.PLE,Detalhamento!$E46,Detalhamento!Y$15)),IF(INDEX(Import.PLE,Detalhamento!$E46,Detalhamento!Y$15)<=mediçao,OFFSET(Import.PLQ,$A46-1,Y$15-1,1,1),0),0),IF(ISNUMBER(INDEX(Import.PLE,Detalhamento!$E46,Detalhamento!Y$15)),IF(INDEX(Import.PLE,Detalhamento!$E46,Detalhamento!Y$15)<=mediçao,0,OFFSET(Import.PLQ,$A46-1,Y$15-1,1,1)),OFFSET(Import.PLQ,$A46-1,Y$15-1,1,1))))","v":0},{"$f":"IF(Z$13=\"\",0,CHOOSE(Detalhamento.OpçãoServiços,OFFSET(Import.PLQ,$A46-1,Z$15-1,1,1),IF(ISNUMBER(INDEX(Import.PLE,Detalhamento!$E46,Detalhamento!Z$15)),IF(INDEX(Import.PLE,Detalhamento!$E46,Detalhamento!Z$15)<=mediçao,OFFSET(Import.PLQ,$A46-1,Z$15-1,1,1),0),0),IF(ISNUMBER(INDEX(Import.PLE,Detalhamento!$E46,Detalhamento!Z$15)),IF(INDEX(Import.PLE,Detalhamento!$E46,Detalhamento!Z$15)<=mediçao,0,OFFSET(Import.PLQ,$A46-1,Z$15-1,1,1)),OFFSET(Import.PLQ,$A46-1,Z$15-1,1,1))))","v":0},{"$f":"IF(AA$13=\"\",0,CHOOSE(Detalhamento.OpçãoServiços,OFFSET(Import.PLQ,$A46-1,AA$15-1,1,1),IF(ISNUMBER(INDEX(Import.PLE,Detalhamento!$E46,Detalhamento!AA$15)),IF(INDEX(Import.PLE,Detalhamento!$E46,Detalhamento!AA$15)<=mediçao,OFFSET(Import.PLQ,$A46-1,AA$15-1,1,1),0),0),IF(ISNUMBER(INDEX(Import.PLE,Detalhamento!$E46,Detalhamento!AA$15)),IF(INDEX(Import.PLE,Detalhamento!$E46,Detalhamento!AA$15)<=mediçao,0,OFFSET(Import.PLQ,$A46-1,AA$15-1,1,1)),OFFSET(Import.PLQ,$A46-1,AA$15-1,1,1))))","v":0},{"$f":"IF(AB$13=\"\",0,CHOOSE(Detalhamento.OpçãoServiços,OFFSET(Import.PLQ,$A46-1,AB$15-1,1,1),IF(ISNUMBER(INDEX(Import.PLE,Detalhamento!$E46,Detalhamento!AB$15)),IF(INDEX(Import.PLE,Detalhamento!$E46,Detalhamento!AB$15)<=mediçao,OFFSET(Import.PLQ,$A46-1,AB$15-1,1,1),0),0),IF(ISNUMBER(INDEX(Import.PLE,Detalhamento!$E46,Detalhamento!AB$15)),IF(INDEX(Import.PLE,Detalhamento!$E46,Detalhamento!AB$15)<=mediçao,0,OFFSET(Import.PLQ,$A46-1,AB$15-1,1,1)),OFFSET(Import.PLQ,$A46-1,AB$15-1,1,1))))","v":0},{"$f":"IF(AC$13=\"\",0,CHOOSE(Detalhamento.OpçãoServiços,OFFSET(Import.PLQ,$A46-1,AC$15-1,1,1),IF(ISNUMBER(INDEX(Import.PLE,Detalhamento!$E46,Detalhamento!AC$15)),IF(INDEX(Import.PLE,Detalhamento!$E46,Detalhamento!AC$15)<=mediçao,OFFSET(Import.PLQ,$A46-1,AC$15-1,1,1),0),0),IF(ISNUMBER(INDEX(Import.PLE,Detalhamento!$E46,Detalhamento!AC$15)),IF(INDEX(Import.PLE,Detalhamento!$E46,Detalhamento!AC$15)<=mediçao,0,OFFSET(Import.PLQ,$A46-1,AC$15-1,1,1)),OFFSET(Import.PLQ,$A46-1,AC$15-1,1,1))))","v":0},{"$f":"IF(AD$13=\"\",0,CHOOSE(Detalhamento.OpçãoServiços,OFFSET(Import.PLQ,$A46-1,AD$15-1,1,1),IF(ISNUMBER(INDEX(Import.PLE,Detalhamento!$E46,Detalhamento!AD$15)),IF(INDEX(Import.PLE,Detalhamento!$E46,Detalhamento!AD$15)<=mediçao,OFFSET(Import.PLQ,$A46-1,AD$15-1,1,1),0),0),IF(ISNUMBER(INDEX(Import.PLE,Detalhamento!$E46,Detalhamento!AD$15)),IF(INDEX(Import.PLE,Detalhamento!$E46,Detalhamento!AD$15)<=mediçao,0,OFFSET(Import.PLQ,$A46-1,AD$15-1,1,1)),OFFSET(Import.PLQ,$A46-1,AD$15-1,1,1))))","v":0},{"$f":"IF(AE$13=\"\",0,CHOOSE(Detalhamento.OpçãoServiços,OFFSET(Import.PLQ,$A46-1,AE$15-1,1,1),IF(ISNUMBER(INDEX(Import.PLE,Detalhamento!$E46,Detalhamento!AE$15)),IF(INDEX(Import.PLE,Detalhamento!$E46,Detalhamento!AE$15)<=mediçao,OFFSET(Import.PLQ,$A46-1,AE$15-1,1,1),0),0),IF(ISNUMBER(INDEX(Import.PLE,Detalhamento!$E46,Detalhamento!AE$15)),IF(INDEX(Import.PLE,Detalhamento!$E46,Detalhamento!AE$15)<=mediçao,0,OFFSET(Import.PLQ,$A46-1,AE$15-1,1,1)),OFFSET(Import.PLQ,$A46-1,AE$15-1,1,1))))","v":0},{"$f":"IF(AF$13=\"\",0,CHOOSE(Detalhamento.OpçãoServiços,OFFSET(Import.PLQ,$A46-1,AF$15-1,1,1),IF(ISNUMBER(INDEX(Import.PLE,Detalhamento!$E46,Detalhamento!AF$15)),IF(INDEX(Import.PLE,Detalhamento!$E46,Detalhamento!AF$15)<=mediçao,OFFSET(Import.PLQ,$A46-1,AF$15-1,1,1),0),0),IF(ISNUMBER(INDEX(Import.PLE,Detalhamento!$E46,Detalhamento!AF$15)),IF(INDEX(Import.PLE,Detalhamento!$E46,Detalhamento!AF$15)<=mediçao,0,OFFSET(Import.PLQ,$A46-1,AF$15-1,1,1)),OFFSET(Import.PLQ,$A46-1,AF$15-1,1,1))))","v":0},{"$f":"IF(AG$13=\"\",0,CHOOSE(Detalhamento.OpçãoServiços,OFFSET(Import.PLQ,$A46-1,AG$15-1,1,1),IF(ISNUMBER(INDEX(Import.PLE,Detalhamento!$E46,Detalhamento!AG$15)),IF(INDEX(Import.PLE,Detalhamento!$E46,Detalhamento!AG$15)<=mediçao,OFFSET(Import.PLQ,$A46-1,AG$15-1,1,1),0),0),IF(ISNUMBER(INDEX(Import.PLE,Detalhamento!$E46,Detalhamento!AG$15)),IF(INDEX(Import.PLE,Detalhamento!$E46,Detalhamento!AG$15)<=mediçao,0,OFFSET(Import.PLQ,$A46-1,AG$15-1,1,1)),OFFSET(Import.PLQ,$A46-1,AG$15-1,1,1))))","v":0},{"$f":"IF(AH$13=\"\",0,CHOOSE(Detalhamento.OpçãoServiços,OFFSET(Import.PLQ,$A46-1,AH$15-1,1,1),IF(ISNUMBER(INDEX(Import.PLE,Detalhamento!$E46,Detalhamento!AH$15)),IF(INDEX(Import.PLE,Detalhamento!$E46,Detalhamento!AH$15)<=mediçao,OFFSET(Import.PLQ,$A46-1,AH$15-1,1,1),0),0),IF(ISNUMBER(INDEX(Import.PLE,Detalhamento!$E46,Detalhamento!AH$15)),IF(INDEX(Import.PLE,Detalhamento!$E46,Detalhamento!AH$15)<=mediçao,0,OFFSET(Import.PLQ,$A46-1,AH$15-1,1,1)),OFFSET(Import.PLQ,$A46-1,AH$15-1,1,1))))","v":0},{"$f":"IF(AI$13=\"\",0,CHOOSE(Detalhamento.OpçãoServiços,OFFSET(Import.PLQ,$A46-1,AI$15-1,1,1),IF(ISNUMBER(INDEX(Import.PLE,Detalhamento!$E46,Detalhamento!AI$15)),IF(INDEX(Import.PLE,Detalhamento!$E46,Detalhamento!AI$15)<=mediçao,OFFSET(Import.PLQ,$A46-1,AI$15-1,1,1),0),0),IF(ISNUMBER(INDEX(Import.PLE,Detalhamento!$E46,Detalhamento!AI$15)),IF(INDEX(Import.PLE,Detalhamento!$E46,Detalhamento!AI$15)<=mediçao,0,OFFSET(Import.PLQ,$A46-1,AI$15-1,1,1)),OFFSET(Import.PLQ,$A46-1,AI$15-1,1,1))))","v":0},{"$f":"IF(AJ$13=\"\",0,CHOOSE(Detalhamento.OpçãoServiços,OFFSET(Import.PLQ,$A46-1,AJ$15-1,1,1),IF(ISNUMBER(INDEX(Import.PLE,Detalhamento!$E46,Detalhamento!AJ$15)),IF(INDEX(Import.PLE,Detalhamento!$E46,Detalhamento!AJ$15)<=mediçao,OFFSET(Import.PLQ,$A46-1,AJ$15-1,1,1),0),0),IF(ISNUMBER(INDEX(Import.PLE,Detalhamento!$E46,Detalhamento!AJ$15)),IF(INDEX(Import.PLE,Detalhamento!$E46,Detalhamento!AJ$15)<=mediçao,0,OFFSET(Import.PLQ,$A46-1,AJ$15-1,1,1)),OFFSET(Import.PLQ,$A46-1,AJ$15-1,1,1))))","v":0},{"$f":"IF(AK$13=\"\",0,CHOOSE(Detalhamento.OpçãoServiços,OFFSET(Import.PLQ,$A46-1,AK$15-1,1,1),IF(ISNUMBER(INDEX(Import.PLE,Detalhamento!$E46,Detalhamento!AK$15)),IF(INDEX(Import.PLE,Detalhamento!$E46,Detalhamento!AK$15)<=mediçao,OFFSET(Import.PLQ,$A46-1,AK$15-1,1,1),0),0),IF(ISNUMBER(INDEX(Import.PLE,Detalhamento!$E46,Detalhamento!AK$15)),IF(INDEX(Import.PLE,Detalhamento!$E46,Detalhamento!AK$15)<=mediçao,0,OFFSET(Import.PLQ,$A46-1,AK$15-1,1,1)),OFFSET(Import.PLQ,$A46-1,AK$15-1,1,1))))","v":0},{"$f":"IF(AL$13=\"\",0,CHOOSE(Detalhamento.OpçãoServiços,OFFSET(Import.PLQ,$A46-1,AL$15-1,1,1),IF(ISNUMBER(INDEX(Import.PLE,Detalhamento!$E46,Detalhamento!AL$15)),IF(INDEX(Import.PLE,Detalhamento!$E46,Detalhamento!AL$15)<=mediçao,OFFSET(Import.PLQ,$A46-1,AL$15-1,1,1),0),0),IF(ISNUMBER(INDEX(Import.PLE,Detalhamento!$E46,Detalhamento!AL$15)),IF(INDEX(Import.PLE,Detalhamento!$E46,Detalhamento!AL$15)<=mediçao,0,OFFSET(Import.PLQ,$A46-1,AL$15-1,1,1)),OFFSET(Import.PLQ,$A46-1,AL$15-1,1,1))))","v":0},{"$f":"IF(AM$13=\"\",0,CHOOSE(Detalhamento.OpçãoServiços,OFFSET(Import.PLQ,$A46-1,AM$15-1,1,1),IF(ISNUMBER(INDEX(Import.PLE,Detalhamento!$E46,Detalhamento!AM$15)),IF(INDEX(Import.PLE,Detalhamento!$E46,Detalhamento!AM$15)<=mediçao,OFFSET(Import.PLQ,$A46-1,AM$15-1,1,1),0),0),IF(ISNUMBER(INDEX(Import.PLE,Detalhamento!$E46,Detalhamento!AM$15)),IF(INDEX(Import.PLE,Detalhamento!$E46,Detalhamento!AM$15)<=mediçao,0,OFFSET(Import.PLQ,$A46-1,AM$15-1,1,1)),OFFSET(Import.PLQ,$A46-1,AM$15-1,1,1))))","v":0},{"$f":"IF(AN$13=\"\",0,CHOOSE(Detalhamento.OpçãoServiços,OFFSET(Import.PLQ,$A46-1,AN$15-1,1,1),IF(ISNUMBER(INDEX(Import.PLE,Detalhamento!$E46,Detalhamento!AN$15)),IF(INDEX(Import.PLE,Detalhamento!$E46,Detalhamento!AN$15)<=mediçao,OFFSET(Import.PLQ,$A46-1,AN$15-1,1,1),0),0),IF(ISNUMBER(INDEX(Import.PLE,Detalhamento!$E46,Detalhamento!AN$15)),IF(INDEX(Import.PLE,Detalhamento!$E46,Detalhamento!AN$15)<=mediçao,0,OFFSET(Import.PLQ,$A46-1,AN$15-1,1,1)),OFFSET(Import.PLQ,$A46-1,AN$15-1,1,1))))","v":0},{"$f":"IF(AO$13=\"\",0,CHOOSE(Detalhamento.OpçãoServiços,OFFSET(Import.PLQ,$A46-1,AO$15-1,1,1),IF(ISNUMBER(INDEX(Import.PLE,Detalhamento!$E46,Detalhamento!AO$15)),IF(INDEX(Import.PLE,Detalhamento!$E46,Detalhamento!AO$15)<=mediçao,OFFSET(Import.PLQ,$A46-1,AO$15-1,1,1),0),0),IF(ISNUMBER(INDEX(Import.PLE,Detalhamento!$E46,Detalhamento!AO$15)),IF(INDEX(Import.PLE,Detalhamento!$E46,Detalhamento!AO$15)<=mediçao,0,OFFSET(Import.PLQ,$A46-1,AO$15-1,1,1)),OFFSET(Import.PLQ,$A46-1,AO$15-1,1,1))))","v":0},{"$f":"IF(AP$13=\"\",0,CHOOSE(Detalhamento.OpçãoServiços,OFFSET(Import.PLQ,$A46-1,AP$15-1,1,1),IF(ISNUMBER(INDEX(Import.PLE,Detalhamento!$E46,Detalhamento!AP$15)),IF(INDEX(Import.PLE,Detalhamento!$E46,Detalhamento!AP$15)<=mediçao,OFFSET(Import.PLQ,$A46-1,AP$15-1,1,1),0),0),IF(ISNUMBER(INDEX(Import.PLE,Detalhamento!$E46,Detalhamento!AP$15)),IF(INDEX(Import.PLE,Detalhamento!$E46,Detalhamento!AP$15)<=mediçao,0,OFFSET(Import.PLQ,$A46-1,AP$15-1,1,1)),OFFSET(Import.PLQ,$A46-1,AP$15-1,1,1))))","v":0},{"$f":"IF(AQ$13=\"\",0,CHOOSE(Detalhamento.OpçãoServiços,OFFSET(Import.PLQ,$A46-1,AQ$15-1,1,1),IF(ISNUMBER(INDEX(Import.PLE,Detalhamento!$E46,Detalhamento!AQ$15)),IF(INDEX(Import.PLE,Detalhamento!$E46,Detalhamento!AQ$15)<=mediçao,OFFSET(Import.PLQ,$A46-1,AQ$15-1,1,1),0),0),IF(ISNUMBER(INDEX(Import.PLE,Detalhamento!$E46,Detalhamento!AQ$15)),IF(INDEX(Import.PLE,Detalhamento!$E46,Detalhamento!AQ$15)<=mediçao,0,OFFSET(Import.PLQ,$A46-1,AQ$15-1,1,1)),OFFSET(Import.PLQ,$A46-1,AQ$15-1,1,1))))","v":0},{"$f":"IF(AR$13=\"\",0,CHOOSE(Detalhamento.OpçãoServiços,OFFSET(Import.PLQ,$A46-1,AR$15-1,1,1),IF(ISNUMBER(INDEX(Import.PLE,Detalhamento!$E46,Detalhamento!AR$15)),IF(INDEX(Import.PLE,Detalhamento!$E46,Detalhamento!AR$15)<=mediçao,OFFSET(Import.PLQ,$A46-1,AR$15-1,1,1),0),0),IF(ISNUMBER(INDEX(Import.PLE,Detalhamento!$E46,Detalhamento!AR$15)),IF(INDEX(Import.PLE,Detalhamento!$E46,Detalhamento!AR$15)<=mediçao,0,OFFSET(Import.PLQ,$A46-1,AR$15-1,1,1)),OFFSET(Import.PLQ,$A46-1,AR$15-1,1,1))))","v":0},{"$f":"IF(AS$13=\"\",0,CHOOSE(Detalhamento.OpçãoServiços,OFFSET(Import.PLQ,$A46-1,AS$15-1,1,1),IF(ISNUMBER(INDEX(Import.PLE,Detalhamento!$E46,Detalhamento!AS$15)),IF(INDEX(Import.PLE,Detalhamento!$E46,Detalhamento!AS$15)<=mediçao,OFFSET(Import.PLQ,$A46-1,AS$15-1,1,1),0),0),IF(ISNUMBER(INDEX(Import.PLE,Detalhamento!$E46,Detalhamento!AS$15)),IF(INDEX(Import.PLE,Detalhamento!$E46,Detalhamento!AS$15)<=mediçao,0,OFFSET(Import.PLQ,$A46-1,AS$15-1,1,1)),OFFSET(Import.PLQ,$A46-1,AS$15-1,1,1))))","v":0},{"$f":"IF(AT$13=\"\",0,CHOOSE(Detalhamento.OpçãoServiços,OFFSET(Import.PLQ,$A46-1,AT$15-1,1,1),IF(ISNUMBER(INDEX(Import.PLE,Detalhamento!$E46,Detalhamento!AT$15)),IF(INDEX(Import.PLE,Detalhamento!$E46,Detalhamento!AT$15)<=mediçao,OFFSET(Import.PLQ,$A46-1,AT$15-1,1,1),0),0),IF(ISNUMBER(INDEX(Import.PLE,Detalhamento!$E46,Detalhamento!AT$15)),IF(INDEX(Import.PLE,Detalhamento!$E46,Detalhamento!AT$15)<=mediçao,0,OFFSET(Import.PLQ,$A46-1,AT$15-1,1,1)),OFFSET(Import.PLQ,$A46-1,AT$15-1,1,1))))","v":0},{"$f":"IF(AU$13=\"\",0,CHOOSE(Detalhamento.OpçãoServiços,OFFSET(Import.PLQ,$A46-1,AU$15-1,1,1),IF(ISNUMBER(INDEX(Import.PLE,Detalhamento!$E46,Detalhamento!AU$15)),IF(INDEX(Import.PLE,Detalhamento!$E46,Detalhamento!AU$15)<=mediçao,OFFSET(Import.PLQ,$A46-1,AU$15-1,1,1),0),0),IF(ISNUMBER(INDEX(Import.PLE,Detalhamento!$E46,Detalhamento!AU$15)),IF(INDEX(Import.PLE,Detalhamento!$E46,Detalhamento!AU$15)<=mediçao,0,OFFSET(Import.PLQ,$A46-1,AU$15-1,1,1)),OFFSET(Import.PLQ,$A46-1,AU$15-1,1,1))))","v":0},{"$f":"IF(AV$13=\"\",0,CHOOSE(Detalhamento.OpçãoServiços,OFFSET(Import.PLQ,$A46-1,AV$15-1,1,1),IF(ISNUMBER(INDEX(Import.PLE,Detalhamento!$E46,Detalhamento!AV$15)),IF(INDEX(Import.PLE,Detalhamento!$E46,Detalhamento!AV$15)<=mediçao,OFFSET(Import.PLQ,$A46-1,AV$15-1,1,1),0),0),IF(ISNUMBER(INDEX(Import.PLE,Detalhamento!$E46,Detalhamento!AV$15)),IF(INDEX(Import.PLE,Detalhamento!$E46,Detalhamento!AV$15)<=mediçao,0,OFFSET(Import.PLQ,$A46-1,AV$15-1,1,1)),OFFSET(Import.PLQ,$A46-1,AV$15-1,1,1))))","v":0},{"$f":"IF(AW$13=\"\",0,CHOOSE(Detalhamento.OpçãoServiços,OFFSET(Import.PLQ,$A46-1,AW$15-1,1,1),IF(ISNUMBER(INDEX(Import.PLE,Detalhamento!$E46,Detalhamento!AW$15)),IF(INDEX(Import.PLE,Detalhamento!$E46,Detalhamento!AW$15)<=mediçao,OFFSET(Import.PLQ,$A46-1,AW$15-1,1,1),0),0),IF(ISNUMBER(INDEX(Import.PLE,Detalhamento!$E46,Detalhamento!AW$15)),IF(INDEX(Import.PLE,Detalhamento!$E46,Detalhamento!AW$15)<=mediçao,0,OFFSET(Import.PLQ,$A46-1,AW$15-1,1,1)),OFFSET(Import.PLQ,$A46-1,AW$15-1,1,1))))","v":0},{"$f":"IF(AX$13=\"\",0,CHOOSE(Detalhamento.OpçãoServiços,OFFSET(Import.PLQ,$A46-1,AX$15-1,1,1),IF(ISNUMBER(INDEX(Import.PLE,Detalhamento!$E46,Detalhamento!AX$15)),IF(INDEX(Import.PLE,Detalhamento!$E46,Detalhamento!AX$15)<=mediçao,OFFSET(Import.PLQ,$A46-1,AX$15-1,1,1),0),0),IF(ISNUMBER(INDEX(Import.PLE,Detalhamento!$E46,Detalhamento!AX$15)),IF(INDEX(Import.PLE,Detalhamento!$E46,Detalhamento!AX$15)<=mediçao,0,OFFSET(Import.PLQ,$A46-1,AX$15-1,1,1)),OFFSET(Import.PLQ,$A46-1,AX$15-1,1,1))))","v":0},{"$f":"IF(AY$13=\"\",0,CHOOSE(Detalhamento.OpçãoServiços,OFFSET(Import.PLQ,$A46-1,AY$15-1,1,1),IF(ISNUMBER(INDEX(Import.PLE,Detalhamento!$E46,Detalhamento!AY$15)),IF(INDEX(Import.PLE,Detalhamento!$E46,Detalhamento!AY$15)<=mediçao,OFFSET(Import.PLQ,$A46-1,AY$15-1,1,1),0),0),IF(ISNUMBER(INDEX(Import.PLE,Detalhamento!$E46,Detalhamento!AY$15)),IF(INDEX(Import.PLE,Detalhamento!$E46,Detalhamento!AY$15)<=mediçao,0,OFFSET(Import.PLQ,$A46-1,AY$15-1,1,1)),OFFSET(Import.PLQ,$A46-1,AY$15-1,1,1))))","v":0},{"$f":"IF(AZ$13=\"\",0,CHOOSE(Detalhamento.OpçãoServiços,OFFSET(Import.PLQ,$A46-1,AZ$15-1,1,1),IF(ISNUMBER(INDEX(Import.PLE,Detalhamento!$E46,Detalhamento!AZ$15)),IF(INDEX(Import.PLE,Detalhamento!$E46,Detalhamento!AZ$15)<=mediçao,OFFSET(Import.PLQ,$A46-1,AZ$15-1,1,1),0),0),IF(ISNUMBER(INDEX(Import.PLE,Detalhamento!$E46,Detalhamento!AZ$15)),IF(INDEX(Import.PLE,Detalhamento!$E46,Detalhamento!AZ$15)<=mediçao,0,OFFSET(Import.PLQ,$A46-1,AZ$15-1,1,1)),OFFSET(Import.PLQ,$A46-1,AZ$15-1,1,1))))","v":0},{"$f":"IF(BA$13=\"\",0,CHOOSE(Detalhamento.OpçãoServiços,OFFSET(Import.PLQ,$A46-1,BA$15-1,1,1),IF(ISNUMBER(INDEX(Import.PLE,Detalhamento!$E46,Detalhamento!BA$15)),IF(INDEX(Import.PLE,Detalhamento!$E46,Detalhamento!BA$15)<=mediçao,OFFSET(Import.PLQ,$A46-1,BA$15-1,1,1),0),0),IF(ISNUMBER(INDEX(Import.PLE,Detalhamento!$E46,Detalhamento!BA$15)),IF(INDEX(Import.PLE,Detalhamento!$E46,Detalhamento!BA$15)<=mediçao,0,OFFSET(Import.PLQ,$A46-1,BA$15-1,1,1)),OFFSET(Import.PLQ,$A46-1,BA$15-1,1,1))))","v":0},{"$f":"IF(BB$13=\"\",0,CHOOSE(Detalhamento.OpçãoServiços,OFFSET(Import.PLQ,$A46-1,BB$15-1,1,1),IF(ISNUMBER(INDEX(Import.PLE,Detalhamento!$E46,Detalhamento!BB$15)),IF(INDEX(Import.PLE,Detalhamento!$E46,Detalhamento!BB$15)<=mediçao,OFFSET(Import.PLQ,$A46-1,BB$15-1,1,1),0),0),IF(ISNUMBER(INDEX(Import.PLE,Detalhamento!$E46,Detalhamento!BB$15)),IF(INDEX(Import.PLE,Detalhamento!$E46,Detalhamento!BB$15)<=mediçao,0,OFFSET(Import.PLQ,$A46-1,BB$15-1,1,1)),OFFSET(Import.PLQ,$A46-1,BB$15-1,1,1))))","v":0},{"$f":"IF(BC$13=\"\",0,CHOOSE(Detalhamento.OpçãoServiços,OFFSET(Import.PLQ,$A46-1,BC$15-1,1,1),IF(ISNUMBER(INDEX(Import.PLE,Detalhamento!$E46,Detalhamento!BC$15)),IF(INDEX(Import.PLE,Detalhamento!$E46,Detalhamento!BC$15)<=mediçao,OFFSET(Import.PLQ,$A46-1,BC$15-1,1,1),0),0),IF(ISNUMBER(INDEX(Import.PLE,Detalhamento!$E46,Detalhamento!BC$15)),IF(INDEX(Import.PLE,Detalhamento!$E46,Detalhamento!BC$15)<=mediçao,0,OFFSET(Import.PLQ,$A46-1,BC$15-1,1,1)),OFFSET(Import.PLQ,$A46-1,BC$15-1,1,1))))","v":0},{"$f":"IF(BD$13=\"\",0,CHOOSE(Detalhamento.OpçãoServiços,OFFSET(Import.PLQ,$A46-1,BD$15-1,1,1),IF(ISNUMBER(INDEX(Import.PLE,Detalhamento!$E46,Detalhamento!BD$15)),IF(INDEX(Import.PLE,Detalhamento!$E46,Detalhamento!BD$15)<=mediçao,OFFSET(Import.PLQ,$A46-1,BD$15-1,1,1),0),0),IF(ISNUMBER(INDEX(Import.PLE,Detalhamento!$E46,Detalhamento!BD$15)),IF(INDEX(Import.PLE,Detalhamento!$E46,Detalhamento!BD$15)<=mediçao,0,OFFSET(Import.PLQ,$A46-1,BD$15-1,1,1)),OFFSET(Import.PLQ,$A46-1,BD$15-1,1,1))))","v":0},{"$f":"IF(BE$13=\"\",0,CHOOSE(Detalhamento.OpçãoServiços,OFFSET(Import.PLQ,$A46-1,BE$15-1,1,1),IF(ISNUMBER(INDEX(Import.PLE,Detalhamento!$E46,Detalhamento!BE$15)),IF(INDEX(Import.PLE,Detalhamento!$E46,Detalhamento!BE$15)<=mediçao,OFFSET(Import.PLQ,$A46-1,BE$15-1,1,1),0),0),IF(ISNUMBER(INDEX(Import.PLE,Detalhamento!$E46,Detalhamento!BE$15)),IF(INDEX(Import.PLE,Detalhamento!$E46,Detalhamento!BE$15)<=mediçao,0,OFFSET(Import.PLQ,$A46-1,BE$15-1,1,1)),OFFSET(Import.PLQ,$A46-1,BE$15-1,1,1))))","v":0},{"$f":"IF(BF$13=\"\",0,CHOOSE(Detalhamento.OpçãoServiços,OFFSET(Import.PLQ,$A46-1,BF$15-1,1,1),IF(ISNUMBER(INDEX(Import.PLE,Detalhamento!$E46,Detalhamento!BF$15)),IF(INDEX(Import.PLE,Detalhamento!$E46,Detalhamento!BF$15)<=mediçao,OFFSET(Import.PLQ,$A46-1,BF$15-1,1,1),0),0),IF(ISNUMBER(INDEX(Import.PLE,Detalhamento!$E46,Detalhamento!BF$15)),IF(INDEX(Import.PLE,Detalhamento!$E46,Detalhamento!BF$15)<=mediçao,0,OFFSET(Import.PLQ,$A46-1,BF$15-1,1,1)),OFFSET(Import.PLQ,$A46-1,BF$15-1,1,1))))","v":0},{"$f":"IF(BG$13=\"\",0,CHOOSE(Detalhamento.OpçãoServiços,OFFSET(Import.PLQ,$A46-1,BG$15-1,1,1),IF(ISNUMBER(INDEX(Import.PLE,Detalhamento!$E46,Detalhamento!BG$15)),IF(INDEX(Import.PLE,Detalhamento!$E46,Detalhamento!BG$15)<=mediçao,OFFSET(Import.PLQ,$A46-1,BG$15-1,1,1),0),0),IF(ISNUMBER(INDEX(Import.PLE,Detalhamento!$E46,Detalhamento!BG$15)),IF(INDEX(Import.PLE,Detalhamento!$E46,Detalhamento!BG$15)<=mediçao,0,OFFSET(Import.PLQ,$A46-1,BG$15-1,1,1)),OFFSET(Import.PLQ,$A46-1,BG$15-1,1,1))))","v":0},{"$f":"IF(BH$13=\"\",0,CHOOSE(Detalhamento.OpçãoServiços,OFFSET(Import.PLQ,$A46-1,BH$15-1,1,1),IF(ISNUMBER(INDEX(Import.PLE,Detalhamento!$E46,Detalhamento!BH$15)),IF(INDEX(Import.PLE,Detalhamento!$E46,Detalhamento!BH$15)<=mediçao,OFFSET(Import.PLQ,$A46-1,BH$15-1,1,1),0),0),IF(ISNUMBER(INDEX(Import.PLE,Detalhamento!$E46,Detalhamento!BH$15)),IF(INDEX(Import.PLE,Detalhamento!$E46,Detalhamento!BH$15)<=mediçao,0,OFFSET(Import.PLQ,$A46-1,BH$15-1,1,1)),OFFSET(Import.PLQ,$A46-1,BH$15-1,1,1))))","v":0},{"$f":"IF(BI$13=\"\",0,CHOOSE(Detalhamento.OpçãoServiços,OFFSET(Import.PLQ,$A46-1,BI$15-1,1,1),IF(ISNUMBER(INDEX(Import.PLE,Detalhamento!$E46,Detalhamento!BI$15)),IF(INDEX(Import.PLE,Detalhamento!$E46,Detalhamento!BI$15)<=mediçao,OFFSET(Import.PLQ,$A46-1,BI$15-1,1,1),0),0),IF(ISNUMBER(INDEX(Import.PLE,Detalhamento!$E46,Detalhamento!BI$15)),IF(INDEX(Import.PLE,Detalhamento!$E46,Detalhamento!BI$15)<=mediçao,0,OFFSET(Import.PLQ,$A46-1,BI$15-1,1,1)),OFFSET(Import.PLQ,$A46-1,BI$15-1,1,1))))","v":0}]
[18,"Serviço",null,null,8,80018,"1.4.4.","FECHAMENTO DOS OITÕES COM TELHA DE AÇO/ALUMÍNIO E = 0,5 MM","M2",210.28,null,{"$f":"IF(L$13=\"\",0,CHOOSE(Detalhamento.OpçãoServiços,OFFSET(Import.PLQ,$A47-1,L$15-1,1,1),IF(ISNUMBER(INDEX(Import.PLE,Detalhamento!$E47,Detalhamento!L$15)),IF(INDEX(Import.PLE,Detalhamento!$E47,Detalhamento!L$15)<=mediçao,OFFSET(Import.PLQ,$A47-1,L$15-1,1,1),0),0),IF(ISNUMBER(INDEX(Import.PLE,Detalhamento!$E47,Detalhamento!L$15)),IF(INDEX(Import.PLE,Detalhamento!$E47,Detalhamento!L$15)<=mediçao,0,OFFSET(Import.PLQ,$A47-1,L$15-1,1,1)),OFFSET(Import.PLQ,$A47-1,L$15-1,1,1))))","v":0},{"$f":"IF(M$13=\"\",0,CHOOSE(Detalhamento.OpçãoServiços,OFFSET(Import.PLQ,$A47-1,M$15-1,1,1),IF(ISNUMBER(INDEX(Import.PLE,Detalhamento!$E47,Detalhamento!M$15)),IF(INDEX(Import.PLE,Detalhamento!$E47,Detalhamento!M$15)<=mediçao,OFFSET(Import.PLQ,$A47-1,M$15-1,1,1),0),0),IF(ISNUMBER(INDEX(Import.PLE,Detalhamento!$E47,Detalhamento!M$15)),IF(INDEX(Import.PLE,Detalhamento!$E47,Detalhamento!M$15)<=mediçao,0,OFFSET(Import.PLQ,$A47-1,M$15-1,1,1)),OFFSET(Import.PLQ,$A47-1,M$15-1,1,1))))","v":0},{"$f":"IF(N$13=\"\",0,CHOOSE(Detalhamento.OpçãoServiços,OFFSET(Import.PLQ,$A47-1,N$15-1,1,1),IF(ISNUMBER(INDEX(Import.PLE,Detalhamento!$E47,Detalhamento!N$15)),IF(INDEX(Import.PLE,Detalhamento!$E47,Detalhamento!N$15)<=mediçao,OFFSET(Import.PLQ,$A47-1,N$15-1,1,1),0),0),IF(ISNUMBER(INDEX(Import.PLE,Detalhamento!$E47,Detalhamento!N$15)),IF(INDEX(Import.PLE,Detalhamento!$E47,Detalhamento!N$15)<=mediçao,0,OFFSET(Import.PLQ,$A47-1,N$15-1,1,1)),OFFSET(Import.PLQ,$A47-1,N$15-1,1,1))))","v":210.28},{"$f":"IF(O$13=\"\",0,CHOOSE(Detalhamento.OpçãoServiços,OFFSET(Import.PLQ,$A47-1,O$15-1,1,1),IF(ISNUMBER(INDEX(Import.PLE,Detalhamento!$E47,Detalhamento!O$15)),IF(INDEX(Import.PLE,Detalhamento!$E47,Detalhamento!O$15)<=mediçao,OFFSET(Import.PLQ,$A47-1,O$15-1,1,1),0),0),IF(ISNUMBER(INDEX(Import.PLE,Detalhamento!$E47,Detalhamento!O$15)),IF(INDEX(Import.PLE,Detalhamento!$E47,Detalhamento!O$15)<=mediçao,0,OFFSET(Import.PLQ,$A47-1,O$15-1,1,1)),OFFSET(Import.PLQ,$A47-1,O$15-1,1,1))))","v":0},{"$f":"IF(P$13=\"\",0,CHOOSE(Detalhamento.OpçãoServiços,OFFSET(Import.PLQ,$A47-1,P$15-1,1,1),IF(ISNUMBER(INDEX(Import.PLE,Detalhamento!$E47,Detalhamento!P$15)),IF(INDEX(Import.PLE,Detalhamento!$E47,Detalhamento!P$15)<=mediçao,OFFSET(Import.PLQ,$A47-1,P$15-1,1,1),0),0),IF(ISNUMBER(INDEX(Import.PLE,Detalhamento!$E47,Detalhamento!P$15)),IF(INDEX(Import.PLE,Detalhamento!$E47,Detalhamento!P$15)<=mediçao,0,OFFSET(Import.PLQ,$A47-1,P$15-1,1,1)),OFFSET(Import.PLQ,$A47-1,P$15-1,1,1))))","v":0},{"$f":"IF(Q$13=\"\",0,CHOOSE(Detalhamento.OpçãoServiços,OFFSET(Import.PLQ,$A47-1,Q$15-1,1,1),IF(ISNUMBER(INDEX(Import.PLE,Detalhamento!$E47,Detalhamento!Q$15)),IF(INDEX(Import.PLE,Detalhamento!$E47,Detalhamento!Q$15)<=mediçao,OFFSET(Import.PLQ,$A47-1,Q$15-1,1,1),0),0),IF(ISNUMBER(INDEX(Import.PLE,Detalhamento!$E47,Detalhamento!Q$15)),IF(INDEX(Import.PLE,Detalhamento!$E47,Detalhamento!Q$15)<=mediçao,0,OFFSET(Import.PLQ,$A47-1,Q$15-1,1,1)),OFFSET(Import.PLQ,$A47-1,Q$15-1,1,1))))","v":0},{"$f":"IF(R$13=\"\",0,CHOOSE(Detalhamento.OpçãoServiços,OFFSET(Import.PLQ,$A47-1,R$15-1,1,1),IF(ISNUMBER(INDEX(Import.PLE,Detalhamento!$E47,Detalhamento!R$15)),IF(INDEX(Import.PLE,Detalhamento!$E47,Detalhamento!R$15)<=mediçao,OFFSET(Import.PLQ,$A47-1,R$15-1,1,1),0),0),IF(ISNUMBER(INDEX(Import.PLE,Detalhamento!$E47,Detalhamento!R$15)),IF(INDEX(Import.PLE,Detalhamento!$E47,Detalhamento!R$15)<=mediçao,0,OFFSET(Import.PLQ,$A47-1,R$15-1,1,1)),OFFSET(Import.PLQ,$A47-1,R$15-1,1,1))))","v":0},{"$f":"IF(S$13=\"\",0,CHOOSE(Detalhamento.OpçãoServiços,OFFSET(Import.PLQ,$A47-1,S$15-1,1,1),IF(ISNUMBER(INDEX(Import.PLE,Detalhamento!$E47,Detalhamento!S$15)),IF(INDEX(Import.PLE,Detalhamento!$E47,Detalhamento!S$15)<=mediçao,OFFSET(Import.PLQ,$A47-1,S$15-1,1,1),0),0),IF(ISNUMBER(INDEX(Import.PLE,Detalhamento!$E47,Detalhamento!S$15)),IF(INDEX(Import.PLE,Detalhamento!$E47,Detalhamento!S$15)<=mediçao,0,OFFSET(Import.PLQ,$A47-1,S$15-1,1,1)),OFFSET(Import.PLQ,$A47-1,S$15-1,1,1))))","v":0},{"$f":"IF(T$13=\"\",0,CHOOSE(Detalhamento.OpçãoServiços,OFFSET(Import.PLQ,$A47-1,T$15-1,1,1),IF(ISNUMBER(INDEX(Import.PLE,Detalhamento!$E47,Detalhamento!T$15)),IF(INDEX(Import.PLE,Detalhamento!$E47,Detalhamento!T$15)<=mediçao,OFFSET(Import.PLQ,$A47-1,T$15-1,1,1),0),0),IF(ISNUMBER(INDEX(Import.PLE,Detalhamento!$E47,Detalhamento!T$15)),IF(INDEX(Import.PLE,Detalhamento!$E47,Detalhamento!T$15)<=mediçao,0,OFFSET(Import.PLQ,$A47-1,T$15-1,1,1)),OFFSET(Import.PLQ,$A47-1,T$15-1,1,1))))","v":0},{"$f":"IF(U$13=\"\",0,CHOOSE(Detalhamento.OpçãoServiços,OFFSET(Import.PLQ,$A47-1,U$15-1,1,1),IF(ISNUMBER(INDEX(Import.PLE,Detalhamento!$E47,Detalhamento!U$15)),IF(INDEX(Import.PLE,Detalhamento!$E47,Detalhamento!U$15)<=mediçao,OFFSET(Import.PLQ,$A47-1,U$15-1,1,1),0),0),IF(ISNUMBER(INDEX(Import.PLE,Detalhamento!$E47,Detalhamento!U$15)),IF(INDEX(Import.PLE,Detalhamento!$E47,Detalhamento!U$15)<=mediçao,0,OFFSET(Import.PLQ,$A47-1,U$15-1,1,1)),OFFSET(Import.PLQ,$A47-1,U$15-1,1,1))))","v":0},{"$f":"IF(V$13=\"\",0,CHOOSE(Detalhamento.OpçãoServiços,OFFSET(Import.PLQ,$A47-1,V$15-1,1,1),IF(ISNUMBER(INDEX(Import.PLE,Detalhamento!$E47,Detalhamento!V$15)),IF(INDEX(Import.PLE,Detalhamento!$E47,Detalhamento!V$15)<=mediçao,OFFSET(Import.PLQ,$A47-1,V$15-1,1,1),0),0),IF(ISNUMBER(INDEX(Import.PLE,Detalhamento!$E47,Detalhamento!V$15)),IF(INDEX(Import.PLE,Detalhamento!$E47,Detalhamento!V$15)<=mediçao,0,OFFSET(Import.PLQ,$A47-1,V$15-1,1,1)),OFFSET(Import.PLQ,$A47-1,V$15-1,1,1))))","v":0},{"$f":"IF(W$13=\"\",0,CHOOSE(Detalhamento.OpçãoServiços,OFFSET(Import.PLQ,$A47-1,W$15-1,1,1),IF(ISNUMBER(INDEX(Import.PLE,Detalhamento!$E47,Detalhamento!W$15)),IF(INDEX(Import.PLE,Detalhamento!$E47,Detalhamento!W$15)<=mediçao,OFFSET(Import.PLQ,$A47-1,W$15-1,1,1),0),0),IF(ISNUMBER(INDEX(Import.PLE,Detalhamento!$E47,Detalhamento!W$15)),IF(INDEX(Import.PLE,Detalhamento!$E47,Detalhamento!W$15)<=mediçao,0,OFFSET(Import.PLQ,$A47-1,W$15-1,1,1)),OFFSET(Import.PLQ,$A47-1,W$15-1,1,1))))","v":0},{"$f":"IF(X$13=\"\",0,CHOOSE(Detalhamento.OpçãoServiços,OFFSET(Import.PLQ,$A47-1,X$15-1,1,1),IF(ISNUMBER(INDEX(Import.PLE,Detalhamento!$E47,Detalhamento!X$15)),IF(INDEX(Import.PLE,Detalhamento!$E47,Detalhamento!X$15)<=mediçao,OFFSET(Import.PLQ,$A47-1,X$15-1,1,1),0),0),IF(ISNUMBER(INDEX(Import.PLE,Detalhamento!$E47,Detalhamento!X$15)),IF(INDEX(Import.PLE,Detalhamento!$E47,Detalhamento!X$15)<=mediçao,0,OFFSET(Import.PLQ,$A47-1,X$15-1,1,1)),OFFSET(Import.PLQ,$A47-1,X$15-1,1,1))))","v":0},{"$f":"IF(Y$13=\"\",0,CHOOSE(Detalhamento.OpçãoServiços,OFFSET(Import.PLQ,$A47-1,Y$15-1,1,1),IF(ISNUMBER(INDEX(Import.PLE,Detalhamento!$E47,Detalhamento!Y$15)),IF(INDEX(Import.PLE,Detalhamento!$E47,Detalhamento!Y$15)<=mediçao,OFFSET(Import.PLQ,$A47-1,Y$15-1,1,1),0),0),IF(ISNUMBER(INDEX(Import.PLE,Detalhamento!$E47,Detalhamento!Y$15)),IF(INDEX(Import.PLE,Detalhamento!$E47,Detalhamento!Y$15)<=mediçao,0,OFFSET(Import.PLQ,$A47-1,Y$15-1,1,1)),OFFSET(Import.PLQ,$A47-1,Y$15-1,1,1))))","v":0},{"$f":"IF(Z$13=\"\",0,CHOOSE(Detalhamento.OpçãoServiços,OFFSET(Import.PLQ,$A47-1,Z$15-1,1,1),IF(ISNUMBER(INDEX(Import.PLE,Detalhamento!$E47,Detalhamento!Z$15)),IF(INDEX(Import.PLE,Detalhamento!$E47,Detalhamento!Z$15)<=mediçao,OFFSET(Import.PLQ,$A47-1,Z$15-1,1,1),0),0),IF(ISNUMBER(INDEX(Import.PLE,Detalhamento!$E47,Detalhamento!Z$15)),IF(INDEX(Import.PLE,Detalhamento!$E47,Detalhamento!Z$15)<=mediçao,0,OFFSET(Import.PLQ,$A47-1,Z$15-1,1,1)),OFFSET(Import.PLQ,$A47-1,Z$15-1,1,1))))","v":0},{"$f":"IF(AA$13=\"\",0,CHOOSE(Detalhamento.OpçãoServiços,OFFSET(Import.PLQ,$A47-1,AA$15-1,1,1),IF(ISNUMBER(INDEX(Import.PLE,Detalhamento!$E47,Detalhamento!AA$15)),IF(INDEX(Import.PLE,Detalhamento!$E47,Detalhamento!AA$15)<=mediçao,OFFSET(Import.PLQ,$A47-1,AA$15-1,1,1),0),0),IF(ISNUMBER(INDEX(Import.PLE,Detalhamento!$E47,Detalhamento!AA$15)),IF(INDEX(Import.PLE,Detalhamento!$E47,Detalhamento!AA$15)<=mediçao,0,OFFSET(Import.PLQ,$A47-1,AA$15-1,1,1)),OFFSET(Import.PLQ,$A47-1,AA$15-1,1,1))))","v":0},{"$f":"IF(AB$13=\"\",0,CHOOSE(Detalhamento.OpçãoServiços,OFFSET(Import.PLQ,$A47-1,AB$15-1,1,1),IF(ISNUMBER(INDEX(Import.PLE,Detalhamento!$E47,Detalhamento!AB$15)),IF(INDEX(Import.PLE,Detalhamento!$E47,Detalhamento!AB$15)<=mediçao,OFFSET(Import.PLQ,$A47-1,AB$15-1,1,1),0),0),IF(ISNUMBER(INDEX(Import.PLE,Detalhamento!$E47,Detalhamento!AB$15)),IF(INDEX(Import.PLE,Detalhamento!$E47,Detalhamento!AB$15)<=mediçao,0,OFFSET(Import.PLQ,$A47-1,AB$15-1,1,1)),OFFSET(Import.PLQ,$A47-1,AB$15-1,1,1))))","v":0},{"$f":"IF(AC$13=\"\",0,CHOOSE(Detalhamento.OpçãoServiços,OFFSET(Import.PLQ,$A47-1,AC$15-1,1,1),IF(ISNUMBER(INDEX(Import.PLE,Detalhamento!$E47,Detalhamento!AC$15)),IF(INDEX(Import.PLE,Detalhamento!$E47,Detalhamento!AC$15)<=mediçao,OFFSET(Import.PLQ,$A47-1,AC$15-1,1,1),0),0),IF(ISNUMBER(INDEX(Import.PLE,Detalhamento!$E47,Detalhamento!AC$15)),IF(INDEX(Import.PLE,Detalhamento!$E47,Detalhamento!AC$15)<=mediçao,0,OFFSET(Import.PLQ,$A47-1,AC$15-1,1,1)),OFFSET(Import.PLQ,$A47-1,AC$15-1,1,1))))","v":0},{"$f":"IF(AD$13=\"\",0,CHOOSE(Detalhamento.OpçãoServiços,OFFSET(Import.PLQ,$A47-1,AD$15-1,1,1),IF(ISNUMBER(INDEX(Import.PLE,Detalhamento!$E47,Detalhamento!AD$15)),IF(INDEX(Import.PLE,Detalhamento!$E47,Detalhamento!AD$15)<=mediçao,OFFSET(Import.PLQ,$A47-1,AD$15-1,1,1),0),0),IF(ISNUMBER(INDEX(Import.PLE,Detalhamento!$E47,Detalhamento!AD$15)),IF(INDEX(Import.PLE,Detalhamento!$E47,Detalhamento!AD$15)<=mediçao,0,OFFSET(Import.PLQ,$A47-1,AD$15-1,1,1)),OFFSET(Import.PLQ,$A47-1,AD$15-1,1,1))))","v":0},{"$f":"IF(AE$13=\"\",0,CHOOSE(Detalhamento.OpçãoServiços,OFFSET(Import.PLQ,$A47-1,AE$15-1,1,1),IF(ISNUMBER(INDEX(Import.PLE,Detalhamento!$E47,Detalhamento!AE$15)),IF(INDEX(Import.PLE,Detalhamento!$E47,Detalhamento!AE$15)<=mediçao,OFFSET(Import.PLQ,$A47-1,AE$15-1,1,1),0),0),IF(ISNUMBER(INDEX(Import.PLE,Detalhamento!$E47,Detalhamento!AE$15)),IF(INDEX(Import.PLE,Detalhamento!$E47,Detalhamento!AE$15)<=mediçao,0,OFFSET(Import.PLQ,$A47-1,AE$15-1,1,1)),OFFSET(Import.PLQ,$A47-1,AE$15-1,1,1))))","v":0},{"$f":"IF(AF$13=\"\",0,CHOOSE(Detalhamento.OpçãoServiços,OFFSET(Import.PLQ,$A47-1,AF$15-1,1,1),IF(ISNUMBER(INDEX(Import.PLE,Detalhamento!$E47,Detalhamento!AF$15)),IF(INDEX(Import.PLE,Detalhamento!$E47,Detalhamento!AF$15)<=mediçao,OFFSET(Import.PLQ,$A47-1,AF$15-1,1,1),0),0),IF(ISNUMBER(INDEX(Import.PLE,Detalhamento!$E47,Detalhamento!AF$15)),IF(INDEX(Import.PLE,Detalhamento!$E47,Detalhamento!AF$15)<=mediçao,0,OFFSET(Import.PLQ,$A47-1,AF$15-1,1,1)),OFFSET(Import.PLQ,$A47-1,AF$15-1,1,1))))","v":0},{"$f":"IF(AG$13=\"\",0,CHOOSE(Detalhamento.OpçãoServiços,OFFSET(Import.PLQ,$A47-1,AG$15-1,1,1),IF(ISNUMBER(INDEX(Import.PLE,Detalhamento!$E47,Detalhamento!AG$15)),IF(INDEX(Import.PLE,Detalhamento!$E47,Detalhamento!AG$15)<=mediçao,OFFSET(Import.PLQ,$A47-1,AG$15-1,1,1),0),0),IF(ISNUMBER(INDEX(Import.PLE,Detalhamento!$E47,Detalhamento!AG$15)),IF(INDEX(Import.PLE,Detalhamento!$E47,Detalhamento!AG$15)<=mediçao,0,OFFSET(Import.PLQ,$A47-1,AG$15-1,1,1)),OFFSET(Import.PLQ,$A47-1,AG$15-1,1,1))))","v":0},{"$f":"IF(AH$13=\"\",0,CHOOSE(Detalhamento.OpçãoServiços,OFFSET(Import.PLQ,$A47-1,AH$15-1,1,1),IF(ISNUMBER(INDEX(Import.PLE,Detalhamento!$E47,Detalhamento!AH$15)),IF(INDEX(Import.PLE,Detalhamento!$E47,Detalhamento!AH$15)<=mediçao,OFFSET(Import.PLQ,$A47-1,AH$15-1,1,1),0),0),IF(ISNUMBER(INDEX(Import.PLE,Detalhamento!$E47,Detalhamento!AH$15)),IF(INDEX(Import.PLE,Detalhamento!$E47,Detalhamento!AH$15)<=mediçao,0,OFFSET(Import.PLQ,$A47-1,AH$15-1,1,1)),OFFSET(Import.PLQ,$A47-1,AH$15-1,1,1))))","v":0},{"$f":"IF(AI$13=\"\",0,CHOOSE(Detalhamento.OpçãoServiços,OFFSET(Import.PLQ,$A47-1,AI$15-1,1,1),IF(ISNUMBER(INDEX(Import.PLE,Detalhamento!$E47,Detalhamento!AI$15)),IF(INDEX(Import.PLE,Detalhamento!$E47,Detalhamento!AI$15)<=mediçao,OFFSET(Import.PLQ,$A47-1,AI$15-1,1,1),0),0),IF(ISNUMBER(INDEX(Import.PLE,Detalhamento!$E47,Detalhamento!AI$15)),IF(INDEX(Import.PLE,Detalhamento!$E47,Detalhamento!AI$15)<=mediçao,0,OFFSET(Import.PLQ,$A47-1,AI$15-1,1,1)),OFFSET(Import.PLQ,$A47-1,AI$15-1,1,1))))","v":0},{"$f":"IF(AJ$13=\"\",0,CHOOSE(Detalhamento.OpçãoServiços,OFFSET(Import.PLQ,$A47-1,AJ$15-1,1,1),IF(ISNUMBER(INDEX(Import.PLE,Detalhamento!$E47,Detalhamento!AJ$15)),IF(INDEX(Import.PLE,Detalhamento!$E47,Detalhamento!AJ$15)<=mediçao,OFFSET(Import.PLQ,$A47-1,AJ$15-1,1,1),0),0),IF(ISNUMBER(INDEX(Import.PLE,Detalhamento!$E47,Detalhamento!AJ$15)),IF(INDEX(Import.PLE,Detalhamento!$E47,Detalhamento!AJ$15)<=mediçao,0,OFFSET(Import.PLQ,$A47-1,AJ$15-1,1,1)),OFFSET(Import.PLQ,$A47-1,AJ$15-1,1,1))))","v":0},{"$f":"IF(AK$13=\"\",0,CHOOSE(Detalhamento.OpçãoServiços,OFFSET(Import.PLQ,$A47-1,AK$15-1,1,1),IF(ISNUMBER(INDEX(Import.PLE,Detalhamento!$E47,Detalhamento!AK$15)),IF(INDEX(Import.PLE,Detalhamento!$E47,Detalhamento!AK$15)<=mediçao,OFFSET(Import.PLQ,$A47-1,AK$15-1,1,1),0),0),IF(ISNUMBER(INDEX(Import.PLE,Detalhamento!$E47,Detalhamento!AK$15)),IF(INDEX(Import.PLE,Detalhamento!$E47,Detalhamento!AK$15)<=mediçao,0,OFFSET(Import.PLQ,$A47-1,AK$15-1,1,1)),OFFSET(Import.PLQ,$A47-1,AK$15-1,1,1))))","v":0},{"$f":"IF(AL$13=\"\",0,CHOOSE(Detalhamento.OpçãoServiços,OFFSET(Import.PLQ,$A47-1,AL$15-1,1,1),IF(ISNUMBER(INDEX(Import.PLE,Detalhamento!$E47,Detalhamento!AL$15)),IF(INDEX(Import.PLE,Detalhamento!$E47,Detalhamento!AL$15)<=mediçao,OFFSET(Import.PLQ,$A47-1,AL$15-1,1,1),0),0),IF(ISNUMBER(INDEX(Import.PLE,Detalhamento!$E47,Detalhamento!AL$15)),IF(INDEX(Import.PLE,Detalhamento!$E47,Detalhamento!AL$15)<=mediçao,0,OFFSET(Import.PLQ,$A47-1,AL$15-1,1,1)),OFFSET(Import.PLQ,$A47-1,AL$15-1,1,1))))","v":0},{"$f":"IF(AM$13=\"\",0,CHOOSE(Detalhamento.OpçãoServiços,OFFSET(Import.PLQ,$A47-1,AM$15-1,1,1),IF(ISNUMBER(INDEX(Import.PLE,Detalhamento!$E47,Detalhamento!AM$15)),IF(INDEX(Import.PLE,Detalhamento!$E47,Detalhamento!AM$15)<=mediçao,OFFSET(Import.PLQ,$A47-1,AM$15-1,1,1),0),0),IF(ISNUMBER(INDEX(Import.PLE,Detalhamento!$E47,Detalhamento!AM$15)),IF(INDEX(Import.PLE,Detalhamento!$E47,Detalhamento!AM$15)<=mediçao,0,OFFSET(Import.PLQ,$A47-1,AM$15-1,1,1)),OFFSET(Import.PLQ,$A47-1,AM$15-1,1,1))))","v":0},{"$f":"IF(AN$13=\"\",0,CHOOSE(Detalhamento.OpçãoServiços,OFFSET(Import.PLQ,$A47-1,AN$15-1,1,1),IF(ISNUMBER(INDEX(Import.PLE,Detalhamento!$E47,Detalhamento!AN$15)),IF(INDEX(Import.PLE,Detalhamento!$E47,Detalhamento!AN$15)<=mediçao,OFFSET(Import.PLQ,$A47-1,AN$15-1,1,1),0),0),IF(ISNUMBER(INDEX(Import.PLE,Detalhamento!$E47,Detalhamento!AN$15)),IF(INDEX(Import.PLE,Detalhamento!$E47,Detalhamento!AN$15)<=mediçao,0,OFFSET(Import.PLQ,$A47-1,AN$15-1,1,1)),OFFSET(Import.PLQ,$A47-1,AN$15-1,1,1))))","v":0},{"$f":"IF(AO$13=\"\",0,CHOOSE(Detalhamento.OpçãoServiços,OFFSET(Import.PLQ,$A47-1,AO$15-1,1,1),IF(ISNUMBER(INDEX(Import.PLE,Detalhamento!$E47,Detalhamento!AO$15)),IF(INDEX(Import.PLE,Detalhamento!$E47,Detalhamento!AO$15)<=mediçao,OFFSET(Import.PLQ,$A47-1,AO$15-1,1,1),0),0),IF(ISNUMBER(INDEX(Import.PLE,Detalhamento!$E47,Detalhamento!AO$15)),IF(INDEX(Import.PLE,Detalhamento!$E47,Detalhamento!AO$15)<=mediçao,0,OFFSET(Import.PLQ,$A47-1,AO$15-1,1,1)),OFFSET(Import.PLQ,$A47-1,AO$15-1,1,1))))","v":0},{"$f":"IF(AP$13=\"\",0,CHOOSE(Detalhamento.OpçãoServiços,OFFSET(Import.PLQ,$A47-1,AP$15-1,1,1),IF(ISNUMBER(INDEX(Import.PLE,Detalhamento!$E47,Detalhamento!AP$15)),IF(INDEX(Import.PLE,Detalhamento!$E47,Detalhamento!AP$15)<=mediçao,OFFSET(Import.PLQ,$A47-1,AP$15-1,1,1),0),0),IF(ISNUMBER(INDEX(Import.PLE,Detalhamento!$E47,Detalhamento!AP$15)),IF(INDEX(Import.PLE,Detalhamento!$E47,Detalhamento!AP$15)<=mediçao,0,OFFSET(Import.PLQ,$A47-1,AP$15-1,1,1)),OFFSET(Import.PLQ,$A47-1,AP$15-1,1,1))))","v":0},{"$f":"IF(AQ$13=\"\",0,CHOOSE(Detalhamento.OpçãoServiços,OFFSET(Import.PLQ,$A47-1,AQ$15-1,1,1),IF(ISNUMBER(INDEX(Import.PLE,Detalhamento!$E47,Detalhamento!AQ$15)),IF(INDEX(Import.PLE,Detalhamento!$E47,Detalhamento!AQ$15)<=mediçao,OFFSET(Import.PLQ,$A47-1,AQ$15-1,1,1),0),0),IF(ISNUMBER(INDEX(Import.PLE,Detalhamento!$E47,Detalhamento!AQ$15)),IF(INDEX(Import.PLE,Detalhamento!$E47,Detalhamento!AQ$15)<=mediçao,0,OFFSET(Import.PLQ,$A47-1,AQ$15-1,1,1)),OFFSET(Import.PLQ,$A47-1,AQ$15-1,1,1))))","v":0},{"$f":"IF(AR$13=\"\",0,CHOOSE(Detalhamento.OpçãoServiços,OFFSET(Import.PLQ,$A47-1,AR$15-1,1,1),IF(ISNUMBER(INDEX(Import.PLE,Detalhamento!$E47,Detalhamento!AR$15)),IF(INDEX(Import.PLE,Detalhamento!$E47,Detalhamento!AR$15)<=mediçao,OFFSET(Import.PLQ,$A47-1,AR$15-1,1,1),0),0),IF(ISNUMBER(INDEX(Import.PLE,Detalhamento!$E47,Detalhamento!AR$15)),IF(INDEX(Import.PLE,Detalhamento!$E47,Detalhamento!AR$15)<=mediçao,0,OFFSET(Import.PLQ,$A47-1,AR$15-1,1,1)),OFFSET(Import.PLQ,$A47-1,AR$15-1,1,1))))","v":0},{"$f":"IF(AS$13=\"\",0,CHOOSE(Detalhamento.OpçãoServiços,OFFSET(Import.PLQ,$A47-1,AS$15-1,1,1),IF(ISNUMBER(INDEX(Import.PLE,Detalhamento!$E47,Detalhamento!AS$15)),IF(INDEX(Import.PLE,Detalhamento!$E47,Detalhamento!AS$15)<=mediçao,OFFSET(Import.PLQ,$A47-1,AS$15-1,1,1),0),0),IF(ISNUMBER(INDEX(Import.PLE,Detalhamento!$E47,Detalhamento!AS$15)),IF(INDEX(Import.PLE,Detalhamento!$E47,Detalhamento!AS$15)<=mediçao,0,OFFSET(Import.PLQ,$A47-1,AS$15-1,1,1)),OFFSET(Import.PLQ,$A47-1,AS$15-1,1,1))))","v":0},{"$f":"IF(AT$13=\"\",0,CHOOSE(Detalhamento.OpçãoServiços,OFFSET(Import.PLQ,$A47-1,AT$15-1,1,1),IF(ISNUMBER(INDEX(Import.PLE,Detalhamento!$E47,Detalhamento!AT$15)),IF(INDEX(Import.PLE,Detalhamento!$E47,Detalhamento!AT$15)<=mediçao,OFFSET(Import.PLQ,$A47-1,AT$15-1,1,1),0),0),IF(ISNUMBER(INDEX(Import.PLE,Detalhamento!$E47,Detalhamento!AT$15)),IF(INDEX(Import.PLE,Detalhamento!$E47,Detalhamento!AT$15)<=mediçao,0,OFFSET(Import.PLQ,$A47-1,AT$15-1,1,1)),OFFSET(Import.PLQ,$A47-1,AT$15-1,1,1))))","v":0},{"$f":"IF(AU$13=\"\",0,CHOOSE(Detalhamento.OpçãoServiços,OFFSET(Import.PLQ,$A47-1,AU$15-1,1,1),IF(ISNUMBER(INDEX(Import.PLE,Detalhamento!$E47,Detalhamento!AU$15)),IF(INDEX(Import.PLE,Detalhamento!$E47,Detalhamento!AU$15)<=mediçao,OFFSET(Import.PLQ,$A47-1,AU$15-1,1,1),0),0),IF(ISNUMBER(INDEX(Import.PLE,Detalhamento!$E47,Detalhamento!AU$15)),IF(INDEX(Import.PLE,Detalhamento!$E47,Detalhamento!AU$15)<=mediçao,0,OFFSET(Import.PLQ,$A47-1,AU$15-1,1,1)),OFFSET(Import.PLQ,$A47-1,AU$15-1,1,1))))","v":0},{"$f":"IF(AV$13=\"\",0,CHOOSE(Detalhamento.OpçãoServiços,OFFSET(Import.PLQ,$A47-1,AV$15-1,1,1),IF(ISNUMBER(INDEX(Import.PLE,Detalhamento!$E47,Detalhamento!AV$15)),IF(INDEX(Import.PLE,Detalhamento!$E47,Detalhamento!AV$15)<=mediçao,OFFSET(Import.PLQ,$A47-1,AV$15-1,1,1),0),0),IF(ISNUMBER(INDEX(Import.PLE,Detalhamento!$E47,Detalhamento!AV$15)),IF(INDEX(Import.PLE,Detalhamento!$E47,Detalhamento!AV$15)<=mediçao,0,OFFSET(Import.PLQ,$A47-1,AV$15-1,1,1)),OFFSET(Import.PLQ,$A47-1,AV$15-1,1,1))))","v":0},{"$f":"IF(AW$13=\"\",0,CHOOSE(Detalhamento.OpçãoServiços,OFFSET(Import.PLQ,$A47-1,AW$15-1,1,1),IF(ISNUMBER(INDEX(Import.PLE,Detalhamento!$E47,Detalhamento!AW$15)),IF(INDEX(Import.PLE,Detalhamento!$E47,Detalhamento!AW$15)<=mediçao,OFFSET(Import.PLQ,$A47-1,AW$15-1,1,1),0),0),IF(ISNUMBER(INDEX(Import.PLE,Detalhamento!$E47,Detalhamento!AW$15)),IF(INDEX(Import.PLE,Detalhamento!$E47,Detalhamento!AW$15)<=mediçao,0,OFFSET(Import.PLQ,$A47-1,AW$15-1,1,1)),OFFSET(Import.PLQ,$A47-1,AW$15-1,1,1))))","v":0},{"$f":"IF(AX$13=\"\",0,CHOOSE(Detalhamento.OpçãoServiços,OFFSET(Import.PLQ,$A47-1,AX$15-1,1,1),IF(ISNUMBER(INDEX(Import.PLE,Detalhamento!$E47,Detalhamento!AX$15)),IF(INDEX(Import.PLE,Detalhamento!$E47,Detalhamento!AX$15)<=mediçao,OFFSET(Import.PLQ,$A47-1,AX$15-1,1,1),0),0),IF(ISNUMBER(INDEX(Import.PLE,Detalhamento!$E47,Detalhamento!AX$15)),IF(INDEX(Import.PLE,Detalhamento!$E47,Detalhamento!AX$15)<=mediçao,0,OFFSET(Import.PLQ,$A47-1,AX$15-1,1,1)),OFFSET(Import.PLQ,$A47-1,AX$15-1,1,1))))","v":0},{"$f":"IF(AY$13=\"\",0,CHOOSE(Detalhamento.OpçãoServiços,OFFSET(Import.PLQ,$A47-1,AY$15-1,1,1),IF(ISNUMBER(INDEX(Import.PLE,Detalhamento!$E47,Detalhamento!AY$15)),IF(INDEX(Import.PLE,Detalhamento!$E47,Detalhamento!AY$15)<=mediçao,OFFSET(Import.PLQ,$A47-1,AY$15-1,1,1),0),0),IF(ISNUMBER(INDEX(Import.PLE,Detalhamento!$E47,Detalhamento!AY$15)),IF(INDEX(Import.PLE,Detalhamento!$E47,Detalhamento!AY$15)<=mediçao,0,OFFSET(Import.PLQ,$A47-1,AY$15-1,1,1)),OFFSET(Import.PLQ,$A47-1,AY$15-1,1,1))))","v":0},{"$f":"IF(AZ$13=\"\",0,CHOOSE(Detalhamento.OpçãoServiços,OFFSET(Import.PLQ,$A47-1,AZ$15-1,1,1),IF(ISNUMBER(INDEX(Import.PLE,Detalhamento!$E47,Detalhamento!AZ$15)),IF(INDEX(Import.PLE,Detalhamento!$E47,Detalhamento!AZ$15)<=mediçao,OFFSET(Import.PLQ,$A47-1,AZ$15-1,1,1),0),0),IF(ISNUMBER(INDEX(Import.PLE,Detalhamento!$E47,Detalhamento!AZ$15)),IF(INDEX(Import.PLE,Detalhamento!$E47,Detalhamento!AZ$15)<=mediçao,0,OFFSET(Import.PLQ,$A47-1,AZ$15-1,1,1)),OFFSET(Import.PLQ,$A47-1,AZ$15-1,1,1))))","v":0},{"$f":"IF(BA$13=\"\",0,CHOOSE(Detalhamento.OpçãoServiços,OFFSET(Import.PLQ,$A47-1,BA$15-1,1,1),IF(ISNUMBER(INDEX(Import.PLE,Detalhamento!$E47,Detalhamento!BA$15)),IF(INDEX(Import.PLE,Detalhamento!$E47,Detalhamento!BA$15)<=mediçao,OFFSET(Import.PLQ,$A47-1,BA$15-1,1,1),0),0),IF(ISNUMBER(INDEX(Import.PLE,Detalhamento!$E47,Detalhamento!BA$15)),IF(INDEX(Import.PLE,Detalhamento!$E47,Detalhamento!BA$15)<=mediçao,0,OFFSET(Import.PLQ,$A47-1,BA$15-1,1,1)),OFFSET(Import.PLQ,$A47-1,BA$15-1,1,1))))","v":0},{"$f":"IF(BB$13=\"\",0,CHOOSE(Detalhamento.OpçãoServiços,OFFSET(Import.PLQ,$A47-1,BB$15-1,1,1),IF(ISNUMBER(INDEX(Import.PLE,Detalhamento!$E47,Detalhamento!BB$15)),IF(INDEX(Import.PLE,Detalhamento!$E47,Detalhamento!BB$15)<=mediçao,OFFSET(Import.PLQ,$A47-1,BB$15-1,1,1),0),0),IF(ISNUMBER(INDEX(Import.PLE,Detalhamento!$E47,Detalhamento!BB$15)),IF(INDEX(Import.PLE,Detalhamento!$E47,Detalhamento!BB$15)<=mediçao,0,OFFSET(Import.PLQ,$A47-1,BB$15-1,1,1)),OFFSET(Import.PLQ,$A47-1,BB$15-1,1,1))))","v":0},{"$f":"IF(BC$13=\"\",0,CHOOSE(Detalhamento.OpçãoServiços,OFFSET(Import.PLQ,$A47-1,BC$15-1,1,1),IF(ISNUMBER(INDEX(Import.PLE,Detalhamento!$E47,Detalhamento!BC$15)),IF(INDEX(Import.PLE,Detalhamento!$E47,Detalhamento!BC$15)<=mediçao,OFFSET(Import.PLQ,$A47-1,BC$15-1,1,1),0),0),IF(ISNUMBER(INDEX(Import.PLE,Detalhamento!$E47,Detalhamento!BC$15)),IF(INDEX(Import.PLE,Detalhamento!$E47,Detalhamento!BC$15)<=mediçao,0,OFFSET(Import.PLQ,$A47-1,BC$15-1,1,1)),OFFSET(Import.PLQ,$A47-1,BC$15-1,1,1))))","v":0},{"$f":"IF(BD$13=\"\",0,CHOOSE(Detalhamento.OpçãoServiços,OFFSET(Import.PLQ,$A47-1,BD$15-1,1,1),IF(ISNUMBER(INDEX(Import.PLE,Detalhamento!$E47,Detalhamento!BD$15)),IF(INDEX(Import.PLE,Detalhamento!$E47,Detalhamento!BD$15)<=mediçao,OFFSET(Import.PLQ,$A47-1,BD$15-1,1,1),0),0),IF(ISNUMBER(INDEX(Import.PLE,Detalhamento!$E47,Detalhamento!BD$15)),IF(INDEX(Import.PLE,Detalhamento!$E47,Detalhamento!BD$15)<=mediçao,0,OFFSET(Import.PLQ,$A47-1,BD$15-1,1,1)),OFFSET(Import.PLQ,$A47-1,BD$15-1,1,1))))","v":0},{"$f":"IF(BE$13=\"\",0,CHOOSE(Detalhamento.OpçãoServiços,OFFSET(Import.PLQ,$A47-1,BE$15-1,1,1),IF(ISNUMBER(INDEX(Import.PLE,Detalhamento!$E47,Detalhamento!BE$15)),IF(INDEX(Import.PLE,Detalhamento!$E47,Detalhamento!BE$15)<=mediçao,OFFSET(Import.PLQ,$A47-1,BE$15-1,1,1),0),0),IF(ISNUMBER(INDEX(Import.PLE,Detalhamento!$E47,Detalhamento!BE$15)),IF(INDEX(Import.PLE,Detalhamento!$E47,Detalhamento!BE$15)<=mediçao,0,OFFSET(Import.PLQ,$A47-1,BE$15-1,1,1)),OFFSET(Import.PLQ,$A47-1,BE$15-1,1,1))))","v":0},{"$f":"IF(BF$13=\"\",0,CHOOSE(Detalhamento.OpçãoServiços,OFFSET(Import.PLQ,$A47-1,BF$15-1,1,1),IF(ISNUMBER(INDEX(Import.PLE,Detalhamento!$E47,Detalhamento!BF$15)),IF(INDEX(Import.PLE,Detalhamento!$E47,Detalhamento!BF$15)<=mediçao,OFFSET(Import.PLQ,$A47-1,BF$15-1,1,1),0),0),IF(ISNUMBER(INDEX(Import.PLE,Detalhamento!$E47,Detalhamento!BF$15)),IF(INDEX(Import.PLE,Detalhamento!$E47,Detalhamento!BF$15)<=mediçao,0,OFFSET(Import.PLQ,$A47-1,BF$15-1,1,1)),OFFSET(Import.PLQ,$A47-1,BF$15-1,1,1))))","v":0},{"$f":"IF(BG$13=\"\",0,CHOOSE(Detalhamento.OpçãoServiços,OFFSET(Import.PLQ,$A47-1,BG$15-1,1,1),IF(ISNUMBER(INDEX(Import.PLE,Detalhamento!$E47,Detalhamento!BG$15)),IF(INDEX(Import.PLE,Detalhamento!$E47,Detalhamento!BG$15)<=mediçao,OFFSET(Import.PLQ,$A47-1,BG$15-1,1,1),0),0),IF(ISNUMBER(INDEX(Import.PLE,Detalhamento!$E47,Detalhamento!BG$15)),IF(INDEX(Import.PLE,Detalhamento!$E47,Detalhamento!BG$15)<=mediçao,0,OFFSET(Import.PLQ,$A47-1,BG$15-1,1,1)),OFFSET(Import.PLQ,$A47-1,BG$15-1,1,1))))","v":0},{"$f":"IF(BH$13=\"\",0,CHOOSE(Detalhamento.OpçãoServiços,OFFSET(Import.PLQ,$A47-1,BH$15-1,1,1),IF(ISNUMBER(INDEX(Import.PLE,Detalhamento!$E47,Detalhamento!BH$15)),IF(INDEX(Import.PLE,Detalhamento!$E47,Detalhamento!BH$15)<=mediçao,OFFSET(Import.PLQ,$A47-1,BH$15-1,1,1),0),0),IF(ISNUMBER(INDEX(Import.PLE,Detalhamento!$E47,Detalhamento!BH$15)),IF(INDEX(Import.PLE,Detalhamento!$E47,Detalhamento!BH$15)<=mediçao,0,OFFSET(Import.PLQ,$A47-1,BH$15-1,1,1)),OFFSET(Import.PLQ,$A47-1,BH$15-1,1,1))))","v":0},{"$f":"IF(BI$13=\"\",0,CHOOSE(Detalhamento.OpçãoServiços,OFFSET(Import.PLQ,$A47-1,BI$15-1,1,1),IF(ISNUMBER(INDEX(Import.PLE,Detalhamento!$E47,Detalhamento!BI$15)),IF(INDEX(Import.PLE,Detalhamento!$E47,Detalhamento!BI$15)<=mediçao,OFFSET(Import.PLQ,$A47-1,BI$15-1,1,1),0),0),IF(ISNUMBER(INDEX(Import.PLE,Detalhamento!$E47,Detalhamento!BI$15)),IF(INDEX(Import.PLE,Detalhamento!$E47,Detalhamento!BI$15)<=mediçao,0,OFFSET(Import.PLQ,$A47-1,BI$15-1,1,1)),OFFSET(Import.PLQ,$A47-1,BI$15-1,1,1))))","v":0}]
[48,"Evento",null,null,9,90000,"Evento","PISO DE CONCRETO","R$",83084,null,{"$f":"IF(L$13=\"\",0,CHOOSE(Detalhamento.OpçãoServiços,OFFSET(Import.PLQ,$A48-1,L$15-1,1,1),IF(ISNUMBER(INDEX(Import.PLE,Detalhamento!$E48,Detalhamento!L$15)),IF(INDEX(Import.PLE,Detalhamento!$E48,Detalhamento!L$15)<=mediçao,OFFSET(Import.PLQ,$A48-1,L$15-1,1,1),0),0),IF(ISNUMBER(INDEX(Import.PLE,Detalhamento!$E48,Detalhamento!L$15)),IF(INDEX(Import.PLE,Detalhamento!$E48,Detalhamento!L$15)<=mediçao,0,OFFSET(Import.PLQ,$A48-1,L$15-1,1,1)),OFFSET(Import.PLQ,$A48-1,L$15-1,1,1))))","v":0},{"$f":"IF(M$13=\"\",0,CHOOSE(Detalhamento.OpçãoServiços,OFFSET(Import.PLQ,$A48-1,M$15-1,1,1),IF(ISNUMBER(INDEX(Import.PLE,Detalhamento!$E48,Detalhamento!M$15)),IF(INDEX(Import.PLE,Detalhamento!$E48,Detalhamento!M$15)<=mediçao,OFFSET(Import.PLQ,$A48-1,M$15-1,1,1),0),0),IF(ISNUMBER(INDEX(Import.PLE,Detalhamento!$E48,Detalhamento!M$15)),IF(INDEX(Import.PLE,Detalhamento!$E48,Detalhamento!M$15)<=mediçao,0,OFFSET(Import.PLQ,$A48-1,M$15-1,1,1)),OFFSET(Import.PLQ,$A48-1,M$15-1,1,1))))","v":0},{"$f":"IF(N$13=\"\",0,CHOOSE(Detalhamento.OpçãoServiços,OFFSET(Import.PLQ,$A48-1,N$15-1,1,1),IF(ISNUMBER(INDEX(Import.PLE,Detalhamento!$E48,Detalhamento!N$15)),IF(INDEX(Import.PLE,Detalhamento!$E48,Detalhamento!N$15)<=mediçao,OFFSET(Import.PLQ,$A48-1,N$15-1,1,1),0),0),IF(ISNUMBER(INDEX(Import.PLE,Detalhamento!$E48,Detalhamento!N$15)),IF(INDEX(Import.PLE,Detalhamento!$E48,Detalhamento!N$15)<=mediçao,0,OFFSET(Import.PLQ,$A48-1,N$15-1,1,1)),OFFSET(Import.PLQ,$A48-1,N$15-1,1,1))))","v":0},{"$f":"IF(O$13=\"\",0,CHOOSE(Detalhamento.OpçãoServiços,OFFSET(Import.PLQ,$A48-1,O$15-1,1,1),IF(ISNUMBER(INDEX(Import.PLE,Detalhamento!$E48,Detalhamento!O$15)),IF(INDEX(Import.PLE,Detalhamento!$E48,Detalhamento!O$15)<=mediçao,OFFSET(Import.PLQ,$A48-1,O$15-1,1,1),0),0),IF(ISNUMBER(INDEX(Import.PLE,Detalhamento!$E48,Detalhamento!O$15)),IF(INDEX(Import.PLE,Detalhamento!$E48,Detalhamento!O$15)<=mediçao,0,OFFSET(Import.PLQ,$A48-1,O$15-1,1,1)),OFFSET(Import.PLQ,$A48-1,O$15-1,1,1))))","v":83084},{"$f":"IF(P$13=\"\",0,CHOOSE(Detalhamento.OpçãoServiços,OFFSET(Import.PLQ,$A48-1,P$15-1,1,1),IF(ISNUMBER(INDEX(Import.PLE,Detalhamento!$E48,Detalhamento!P$15)),IF(INDEX(Import.PLE,Detalhamento!$E48,Detalhamento!P$15)<=mediçao,OFFSET(Import.PLQ,$A48-1,P$15-1,1,1),0),0),IF(ISNUMBER(INDEX(Import.PLE,Detalhamento!$E48,Detalhamento!P$15)),IF(INDEX(Import.PLE,Detalhamento!$E48,Detalhamento!P$15)<=mediçao,0,OFFSET(Import.PLQ,$A48-1,P$15-1,1,1)),OFFSET(Import.PLQ,$A48-1,P$15-1,1,1))))","v":0},{"$f":"IF(Q$13=\"\",0,CHOOSE(Detalhamento.OpçãoServiços,OFFSET(Import.PLQ,$A48-1,Q$15-1,1,1),IF(ISNUMBER(INDEX(Import.PLE,Detalhamento!$E48,Detalhamento!Q$15)),IF(INDEX(Import.PLE,Detalhamento!$E48,Detalhamento!Q$15)<=mediçao,OFFSET(Import.PLQ,$A48-1,Q$15-1,1,1),0),0),IF(ISNUMBER(INDEX(Import.PLE,Detalhamento!$E48,Detalhamento!Q$15)),IF(INDEX(Import.PLE,Detalhamento!$E48,Detalhamento!Q$15)<=mediçao,0,OFFSET(Import.PLQ,$A48-1,Q$15-1,1,1)),OFFSET(Import.PLQ,$A48-1,Q$15-1,1,1))))","v":0},{"$f":"IF(R$13=\"\",0,CHOOSE(Detalhamento.OpçãoServiços,OFFSET(Import.PLQ,$A48-1,R$15-1,1,1),IF(ISNUMBER(INDEX(Import.PLE,Detalhamento!$E48,Detalhamento!R$15)),IF(INDEX(Import.PLE,Detalhamento!$E48,Detalhamento!R$15)<=mediçao,OFFSET(Import.PLQ,$A48-1,R$15-1,1,1),0),0),IF(ISNUMBER(INDEX(Import.PLE,Detalhamento!$E48,Detalhamento!R$15)),IF(INDEX(Import.PLE,Detalhamento!$E48,Detalhamento!R$15)<=mediçao,0,OFFSET(Import.PLQ,$A48-1,R$15-1,1,1)),OFFSET(Import.PLQ,$A48-1,R$15-1,1,1))))","v":0},{"$f":"IF(S$13=\"\",0,CHOOSE(Detalhamento.OpçãoServiços,OFFSET(Import.PLQ,$A48-1,S$15-1,1,1),IF(ISNUMBER(INDEX(Import.PLE,Detalhamento!$E48,Detalhamento!S$15)),IF(INDEX(Import.PLE,Detalhamento!$E48,Detalhamento!S$15)<=mediçao,OFFSET(Import.PLQ,$A48-1,S$15-1,1,1),0),0),IF(ISNUMBER(INDEX(Import.PLE,Detalhamento!$E48,Detalhamento!S$15)),IF(INDEX(Import.PLE,Detalhamento!$E48,Detalhamento!S$15)<=mediçao,0,OFFSET(Import.PLQ,$A48-1,S$15-1,1,1)),OFFSET(Import.PLQ,$A48-1,S$15-1,1,1))))","v":0},{"$f":"IF(T$13=\"\",0,CHOOSE(Detalhamento.OpçãoServiços,OFFSET(Import.PLQ,$A48-1,T$15-1,1,1),IF(ISNUMBER(INDEX(Import.PLE,Detalhamento!$E48,Detalhamento!T$15)),IF(INDEX(Import.PLE,Detalhamento!$E48,Detalhamento!T$15)<=mediçao,OFFSET(Import.PLQ,$A48-1,T$15-1,1,1),0),0),IF(ISNUMBER(INDEX(Import.PLE,Detalhamento!$E48,Detalhamento!T$15)),IF(INDEX(Import.PLE,Detalhamento!$E48,Detalhamento!T$15)<=mediçao,0,OFFSET(Import.PLQ,$A48-1,T$15-1,1,1)),OFFSET(Import.PLQ,$A48-1,T$15-1,1,1))))","v":0},{"$f":"IF(U$13=\"\",0,CHOOSE(Detalhamento.OpçãoServiços,OFFSET(Import.PLQ,$A48-1,U$15-1,1,1),IF(ISNUMBER(INDEX(Import.PLE,Detalhamento!$E48,Detalhamento!U$15)),IF(INDEX(Import.PLE,Detalhamento!$E48,Detalhamento!U$15)<=mediçao,OFFSET(Import.PLQ,$A48-1,U$15-1,1,1),0),0),IF(ISNUMBER(INDEX(Import.PLE,Detalhamento!$E48,Detalhamento!U$15)),IF(INDEX(Import.PLE,Detalhamento!$E48,Detalhamento!U$15)<=mediçao,0,OFFSET(Import.PLQ,$A48-1,U$15-1,1,1)),OFFSET(Import.PLQ,$A48-1,U$15-1,1,1))))","v":0},{"$f":"IF(V$13=\"\",0,CHOOSE(Detalhamento.OpçãoServiços,OFFSET(Import.PLQ,$A48-1,V$15-1,1,1),IF(ISNUMBER(INDEX(Import.PLE,Detalhamento!$E48,Detalhamento!V$15)),IF(INDEX(Import.PLE,Detalhamento!$E48,Detalhamento!V$15)<=mediçao,OFFSET(Import.PLQ,$A48-1,V$15-1,1,1),0),0),IF(ISNUMBER(INDEX(Import.PLE,Detalhamento!$E48,Detalhamento!V$15)),IF(INDEX(Import.PLE,Detalhamento!$E48,Detalhamento!V$15)<=mediçao,0,OFFSET(Import.PLQ,$A48-1,V$15-1,1,1)),OFFSET(Import.PLQ,$A48-1,V$15-1,1,1))))","v":0},{"$f":"IF(W$13=\"\",0,CHOOSE(Detalhamento.OpçãoServiços,OFFSET(Import.PLQ,$A48-1,W$15-1,1,1),IF(ISNUMBER(INDEX(Import.PLE,Detalhamento!$E48,Detalhamento!W$15)),IF(INDEX(Import.PLE,Detalhamento!$E48,Detalhamento!W$15)<=mediçao,OFFSET(Import.PLQ,$A48-1,W$15-1,1,1),0),0),IF(ISNUMBER(INDEX(Import.PLE,Detalhamento!$E48,Detalhamento!W$15)),IF(INDEX(Import.PLE,Detalhamento!$E48,Detalhamento!W$15)<=mediçao,0,OFFSET(Import.PLQ,$A48-1,W$15-1,1,1)),OFFSET(Import.PLQ,$A48-1,W$15-1,1,1))))","v":0},{"$f":"IF(X$13=\"\",0,CHOOSE(Detalhamento.OpçãoServiços,OFFSET(Import.PLQ,$A48-1,X$15-1,1,1),IF(ISNUMBER(INDEX(Import.PLE,Detalhamento!$E48,Detalhamento!X$15)),IF(INDEX(Import.PLE,Detalhamento!$E48,Detalhamento!X$15)<=mediçao,OFFSET(Import.PLQ,$A48-1,X$15-1,1,1),0),0),IF(ISNUMBER(INDEX(Import.PLE,Detalhamento!$E48,Detalhamento!X$15)),IF(INDEX(Import.PLE,Detalhamento!$E48,Detalhamento!X$15)<=mediçao,0,OFFSET(Import.PLQ,$A48-1,X$15-1,1,1)),OFFSET(Import.PLQ,$A48-1,X$15-1,1,1))))","v":0},{"$f":"IF(Y$13=\"\",0,CHOOSE(Detalhamento.OpçãoServiços,OFFSET(Import.PLQ,$A48-1,Y$15-1,1,1),IF(ISNUMBER(INDEX(Import.PLE,Detalhamento!$E48,Detalhamento!Y$15)),IF(INDEX(Import.PLE,Detalhamento!$E48,Detalhamento!Y$15)<=mediçao,OFFSET(Import.PLQ,$A48-1,Y$15-1,1,1),0),0),IF(ISNUMBER(INDEX(Import.PLE,Detalhamento!$E48,Detalhamento!Y$15)),IF(INDEX(Import.PLE,Detalhamento!$E48,Detalhamento!Y$15)<=mediçao,0,OFFSET(Import.PLQ,$A48-1,Y$15-1,1,1)),OFFSET(Import.PLQ,$A48-1,Y$15-1,1,1))))","v":0},{"$f":"IF(Z$13=\"\",0,CHOOSE(Detalhamento.OpçãoServiços,OFFSET(Import.PLQ,$A48-1,Z$15-1,1,1),IF(ISNUMBER(INDEX(Import.PLE,Detalhamento!$E48,Detalhamento!Z$15)),IF(INDEX(Import.PLE,Detalhamento!$E48,Detalhamento!Z$15)<=mediçao,OFFSET(Import.PLQ,$A48-1,Z$15-1,1,1),0),0),IF(ISNUMBER(INDEX(Import.PLE,Detalhamento!$E48,Detalhamento!Z$15)),IF(INDEX(Import.PLE,Detalhamento!$E48,Detalhamento!Z$15)<=mediçao,0,OFFSET(Import.PLQ,$A48-1,Z$15-1,1,1)),OFFSET(Import.PLQ,$A48-1,Z$15-1,1,1))))","v":0},{"$f":"IF(AA$13=\"\",0,CHOOSE(Detalhamento.OpçãoServiços,OFFSET(Import.PLQ,$A48-1,AA$15-1,1,1),IF(ISNUMBER(INDEX(Import.PLE,Detalhamento!$E48,Detalhamento!AA$15)),IF(INDEX(Import.PLE,Detalhamento!$E48,Detalhamento!AA$15)<=mediçao,OFFSET(Import.PLQ,$A48-1,AA$15-1,1,1),0),0),IF(ISNUMBER(INDEX(Import.PLE,Detalhamento!$E48,Detalhamento!AA$15)),IF(INDEX(Import.PLE,Detalhamento!$E48,Detalhamento!AA$15)<=mediçao,0,OFFSET(Import.PLQ,$A48-1,AA$15-1,1,1)),OFFSET(Import.PLQ,$A48-1,AA$15-1,1,1))))","v":0},{"$f":"IF(AB$13=\"\",0,CHOOSE(Detalhamento.OpçãoServiços,OFFSET(Import.PLQ,$A48-1,AB$15-1,1,1),IF(ISNUMBER(INDEX(Import.PLE,Detalhamento!$E48,Detalhamento!AB$15)),IF(INDEX(Import.PLE,Detalhamento!$E48,Detalhamento!AB$15)<=mediçao,OFFSET(Import.PLQ,$A48-1,AB$15-1,1,1),0),0),IF(ISNUMBER(INDEX(Import.PLE,Detalhamento!$E48,Detalhamento!AB$15)),IF(INDEX(Import.PLE,Detalhamento!$E48,Detalhamento!AB$15)<=mediçao,0,OFFSET(Import.PLQ,$A48-1,AB$15-1,1,1)),OFFSET(Import.PLQ,$A48-1,AB$15-1,1,1))))","v":0},{"$f":"IF(AC$13=\"\",0,CHOOSE(Detalhamento.OpçãoServiços,OFFSET(Import.PLQ,$A48-1,AC$15-1,1,1),IF(ISNUMBER(INDEX(Import.PLE,Detalhamento!$E48,Detalhamento!AC$15)),IF(INDEX(Import.PLE,Detalhamento!$E48,Detalhamento!AC$15)<=mediçao,OFFSET(Import.PLQ,$A48-1,AC$15-1,1,1),0),0),IF(ISNUMBER(INDEX(Import.PLE,Detalhamento!$E48,Detalhamento!AC$15)),IF(INDEX(Import.PLE,Detalhamento!$E48,Detalhamento!AC$15)<=mediçao,0,OFFSET(Import.PLQ,$A48-1,AC$15-1,1,1)),OFFSET(Import.PLQ,$A48-1,AC$15-1,1,1))))","v":0},{"$f":"IF(AD$13=\"\",0,CHOOSE(Detalhamento.OpçãoServiços,OFFSET(Import.PLQ,$A48-1,AD$15-1,1,1),IF(ISNUMBER(INDEX(Import.PLE,Detalhamento!$E48,Detalhamento!AD$15)),IF(INDEX(Import.PLE,Detalhamento!$E48,Detalhamento!AD$15)<=mediçao,OFFSET(Import.PLQ,$A48-1,AD$15-1,1,1),0),0),IF(ISNUMBER(INDEX(Import.PLE,Detalhamento!$E48,Detalhamento!AD$15)),IF(INDEX(Import.PLE,Detalhamento!$E48,Detalhamento!AD$15)<=mediçao,0,OFFSET(Import.PLQ,$A48-1,AD$15-1,1,1)),OFFSET(Import.PLQ,$A48-1,AD$15-1,1,1))))","v":0},{"$f":"IF(AE$13=\"\",0,CHOOSE(Detalhamento.OpçãoServiços,OFFSET(Import.PLQ,$A48-1,AE$15-1,1,1),IF(ISNUMBER(INDEX(Import.PLE,Detalhamento!$E48,Detalhamento!AE$15)),IF(INDEX(Import.PLE,Detalhamento!$E48,Detalhamento!AE$15)<=mediçao,OFFSET(Import.PLQ,$A48-1,AE$15-1,1,1),0),0),IF(ISNUMBER(INDEX(Import.PLE,Detalhamento!$E48,Detalhamento!AE$15)),IF(INDEX(Import.PLE,Detalhamento!$E48,Detalhamento!AE$15)<=mediçao,0,OFFSET(Import.PLQ,$A48-1,AE$15-1,1,1)),OFFSET(Import.PLQ,$A48-1,AE$15-1,1,1))))","v":0},{"$f":"IF(AF$13=\"\",0,CHOOSE(Detalhamento.OpçãoServiços,OFFSET(Import.PLQ,$A48-1,AF$15-1,1,1),IF(ISNUMBER(INDEX(Import.PLE,Detalhamento!$E48,Detalhamento!AF$15)),IF(INDEX(Import.PLE,Detalhamento!$E48,Detalhamento!AF$15)<=mediçao,OFFSET(Import.PLQ,$A48-1,AF$15-1,1,1),0),0),IF(ISNUMBER(INDEX(Import.PLE,Detalhamento!$E48,Detalhamento!AF$15)),IF(INDEX(Import.PLE,Detalhamento!$E48,Detalhamento!AF$15)<=mediçao,0,OFFSET(Import.PLQ,$A48-1,AF$15-1,1,1)),OFFSET(Import.PLQ,$A48-1,AF$15-1,1,1))))","v":0},{"$f":"IF(AG$13=\"\",0,CHOOSE(Detalhamento.OpçãoServiços,OFFSET(Import.PLQ,$A48-1,AG$15-1,1,1),IF(ISNUMBER(INDEX(Import.PLE,Detalhamento!$E48,Detalhamento!AG$15)),IF(INDEX(Import.PLE,Detalhamento!$E48,Detalhamento!AG$15)<=mediçao,OFFSET(Import.PLQ,$A48-1,AG$15-1,1,1),0),0),IF(ISNUMBER(INDEX(Import.PLE,Detalhamento!$E48,Detalhamento!AG$15)),IF(INDEX(Import.PLE,Detalhamento!$E48,Detalhamento!AG$15)<=mediçao,0,OFFSET(Import.PLQ,$A48-1,AG$15-1,1,1)),OFFSET(Import.PLQ,$A48-1,AG$15-1,1,1))))","v":0},{"$f":"IF(AH$13=\"\",0,CHOOSE(Detalhamento.OpçãoServiços,OFFSET(Import.PLQ,$A48-1,AH$15-1,1,1),IF(ISNUMBER(INDEX(Import.PLE,Detalhamento!$E48,Detalhamento!AH$15)),IF(INDEX(Import.PLE,Detalhamento!$E48,Detalhamento!AH$15)<=mediçao,OFFSET(Import.PLQ,$A48-1,AH$15-1,1,1),0),0),IF(ISNUMBER(INDEX(Import.PLE,Detalhamento!$E48,Detalhamento!AH$15)),IF(INDEX(Import.PLE,Detalhamento!$E48,Detalhamento!AH$15)<=mediçao,0,OFFSET(Import.PLQ,$A48-1,AH$15-1,1,1)),OFFSET(Import.PLQ,$A48-1,AH$15-1,1,1))))","v":0},{"$f":"IF(AI$13=\"\",0,CHOOSE(Detalhamento.OpçãoServiços,OFFSET(Import.PLQ,$A48-1,AI$15-1,1,1),IF(ISNUMBER(INDEX(Import.PLE,Detalhamento!$E48,Detalhamento!AI$15)),IF(INDEX(Import.PLE,Detalhamento!$E48,Detalhamento!AI$15)<=mediçao,OFFSET(Import.PLQ,$A48-1,AI$15-1,1,1),0),0),IF(ISNUMBER(INDEX(Import.PLE,Detalhamento!$E48,Detalhamento!AI$15)),IF(INDEX(Import.PLE,Detalhamento!$E48,Detalhamento!AI$15)<=mediçao,0,OFFSET(Import.PLQ,$A48-1,AI$15-1,1,1)),OFFSET(Import.PLQ,$A48-1,AI$15-1,1,1))))","v":0},{"$f":"IF(AJ$13=\"\",0,CHOOSE(Detalhamento.OpçãoServiços,OFFSET(Import.PLQ,$A48-1,AJ$15-1,1,1),IF(ISNUMBER(INDEX(Import.PLE,Detalhamento!$E48,Detalhamento!AJ$15)),IF(INDEX(Import.PLE,Detalhamento!$E48,Detalhamento!AJ$15)<=mediçao,OFFSET(Import.PLQ,$A48-1,AJ$15-1,1,1),0),0),IF(ISNUMBER(INDEX(Import.PLE,Detalhamento!$E48,Detalhamento!AJ$15)),IF(INDEX(Import.PLE,Detalhamento!$E48,Detalhamento!AJ$15)<=mediçao,0,OFFSET(Import.PLQ,$A48-1,AJ$15-1,1,1)),OFFSET(Import.PLQ,$A48-1,AJ$15-1,1,1))))","v":0},{"$f":"IF(AK$13=\"\",0,CHOOSE(Detalhamento.OpçãoServiços,OFFSET(Import.PLQ,$A48-1,AK$15-1,1,1),IF(ISNUMBER(INDEX(Import.PLE,Detalhamento!$E48,Detalhamento!AK$15)),IF(INDEX(Import.PLE,Detalhamento!$E48,Detalhamento!AK$15)<=mediçao,OFFSET(Import.PLQ,$A48-1,AK$15-1,1,1),0),0),IF(ISNUMBER(INDEX(Import.PLE,Detalhamento!$E48,Detalhamento!AK$15)),IF(INDEX(Import.PLE,Detalhamento!$E48,Detalhamento!AK$15)<=mediçao,0,OFFSET(Import.PLQ,$A48-1,AK$15-1,1,1)),OFFSET(Import.PLQ,$A48-1,AK$15-1,1,1))))","v":0},{"$f":"IF(AL$13=\"\",0,CHOOSE(Detalhamento.OpçãoServiços,OFFSET(Import.PLQ,$A48-1,AL$15-1,1,1),IF(ISNUMBER(INDEX(Import.PLE,Detalhamento!$E48,Detalhamento!AL$15)),IF(INDEX(Import.PLE,Detalhamento!$E48,Detalhamento!AL$15)<=mediçao,OFFSET(Import.PLQ,$A48-1,AL$15-1,1,1),0),0),IF(ISNUMBER(INDEX(Import.PLE,Detalhamento!$E48,Detalhamento!AL$15)),IF(INDEX(Import.PLE,Detalhamento!$E48,Detalhamento!AL$15)<=mediçao,0,OFFSET(Import.PLQ,$A48-1,AL$15-1,1,1)),OFFSET(Import.PLQ,$A48-1,AL$15-1,1,1))))","v":0},{"$f":"IF(AM$13=\"\",0,CHOOSE(Detalhamento.OpçãoServiços,OFFSET(Import.PLQ,$A48-1,AM$15-1,1,1),IF(ISNUMBER(INDEX(Import.PLE,Detalhamento!$E48,Detalhamento!AM$15)),IF(INDEX(Import.PLE,Detalhamento!$E48,Detalhamento!AM$15)<=mediçao,OFFSET(Import.PLQ,$A48-1,AM$15-1,1,1),0),0),IF(ISNUMBER(INDEX(Import.PLE,Detalhamento!$E48,Detalhamento!AM$15)),IF(INDEX(Import.PLE,Detalhamento!$E48,Detalhamento!AM$15)<=mediçao,0,OFFSET(Import.PLQ,$A48-1,AM$15-1,1,1)),OFFSET(Import.PLQ,$A48-1,AM$15-1,1,1))))","v":0},{"$f":"IF(AN$13=\"\",0,CHOOSE(Detalhamento.OpçãoServiços,OFFSET(Import.PLQ,$A48-1,AN$15-1,1,1),IF(ISNUMBER(INDEX(Import.PLE,Detalhamento!$E48,Detalhamento!AN$15)),IF(INDEX(Import.PLE,Detalhamento!$E48,Detalhamento!AN$15)<=mediçao,OFFSET(Import.PLQ,$A48-1,AN$15-1,1,1),0),0),IF(ISNUMBER(INDEX(Import.PLE,Detalhamento!$E48,Detalhamento!AN$15)),IF(INDEX(Import.PLE,Detalhamento!$E48,Detalhamento!AN$15)<=mediçao,0,OFFSET(Import.PLQ,$A48-1,AN$15-1,1,1)),OFFSET(Import.PLQ,$A48-1,AN$15-1,1,1))))","v":0},{"$f":"IF(AO$13=\"\",0,CHOOSE(Detalhamento.OpçãoServiços,OFFSET(Import.PLQ,$A48-1,AO$15-1,1,1),IF(ISNUMBER(INDEX(Import.PLE,Detalhamento!$E48,Detalhamento!AO$15)),IF(INDEX(Import.PLE,Detalhamento!$E48,Detalhamento!AO$15)<=mediçao,OFFSET(Import.PLQ,$A48-1,AO$15-1,1,1),0),0),IF(ISNUMBER(INDEX(Import.PLE,Detalhamento!$E48,Detalhamento!AO$15)),IF(INDEX(Import.PLE,Detalhamento!$E48,Detalhamento!AO$15)<=mediçao,0,OFFSET(Import.PLQ,$A48-1,AO$15-1,1,1)),OFFSET(Import.PLQ,$A48-1,AO$15-1,1,1))))","v":0},{"$f":"IF(AP$13=\"\",0,CHOOSE(Detalhamento.OpçãoServiços,OFFSET(Import.PLQ,$A48-1,AP$15-1,1,1),IF(ISNUMBER(INDEX(Import.PLE,Detalhamento!$E48,Detalhamento!AP$15)),IF(INDEX(Import.PLE,Detalhamento!$E48,Detalhamento!AP$15)<=mediçao,OFFSET(Import.PLQ,$A48-1,AP$15-1,1,1),0),0),IF(ISNUMBER(INDEX(Import.PLE,Detalhamento!$E48,Detalhamento!AP$15)),IF(INDEX(Import.PLE,Detalhamento!$E48,Detalhamento!AP$15)<=mediçao,0,OFFSET(Import.PLQ,$A48-1,AP$15-1,1,1)),OFFSET(Import.PLQ,$A48-1,AP$15-1,1,1))))","v":0},{"$f":"IF(AQ$13=\"\",0,CHOOSE(Detalhamento.OpçãoServiços,OFFSET(Import.PLQ,$A48-1,AQ$15-1,1,1),IF(ISNUMBER(INDEX(Import.PLE,Detalhamento!$E48,Detalhamento!AQ$15)),IF(INDEX(Import.PLE,Detalhamento!$E48,Detalhamento!AQ$15)<=mediçao,OFFSET(Import.PLQ,$A48-1,AQ$15-1,1,1),0),0),IF(ISNUMBER(INDEX(Import.PLE,Detalhamento!$E48,Detalhamento!AQ$15)),IF(INDEX(Import.PLE,Detalhamento!$E48,Detalhamento!AQ$15)<=mediçao,0,OFFSET(Import.PLQ,$A48-1,AQ$15-1,1,1)),OFFSET(Import.PLQ,$A48-1,AQ$15-1,1,1))))","v":0},{"$f":"IF(AR$13=\"\",0,CHOOSE(Detalhamento.OpçãoServiços,OFFSET(Import.PLQ,$A48-1,AR$15-1,1,1),IF(ISNUMBER(INDEX(Import.PLE,Detalhamento!$E48,Detalhamento!AR$15)),IF(INDEX(Import.PLE,Detalhamento!$E48,Detalhamento!AR$15)<=mediçao,OFFSET(Import.PLQ,$A48-1,AR$15-1,1,1),0),0),IF(ISNUMBER(INDEX(Import.PLE,Detalhamento!$E48,Detalhamento!AR$15)),IF(INDEX(Import.PLE,Detalhamento!$E48,Detalhamento!AR$15)<=mediçao,0,OFFSET(Import.PLQ,$A48-1,AR$15-1,1,1)),OFFSET(Import.PLQ,$A48-1,AR$15-1,1,1))))","v":0},{"$f":"IF(AS$13=\"\",0,CHOOSE(Detalhamento.OpçãoServiços,OFFSET(Import.PLQ,$A48-1,AS$15-1,1,1),IF(ISNUMBER(INDEX(Import.PLE,Detalhamento!$E48,Detalhamento!AS$15)),IF(INDEX(Import.PLE,Detalhamento!$E48,Detalhamento!AS$15)<=mediçao,OFFSET(Import.PLQ,$A48-1,AS$15-1,1,1),0),0),IF(ISNUMBER(INDEX(Import.PLE,Detalhamento!$E48,Detalhamento!AS$15)),IF(INDEX(Import.PLE,Detalhamento!$E48,Detalhamento!AS$15)<=mediçao,0,OFFSET(Import.PLQ,$A48-1,AS$15-1,1,1)),OFFSET(Import.PLQ,$A48-1,AS$15-1,1,1))))","v":0},{"$f":"IF(AT$13=\"\",0,CHOOSE(Detalhamento.OpçãoServiços,OFFSET(Import.PLQ,$A48-1,AT$15-1,1,1),IF(ISNUMBER(INDEX(Import.PLE,Detalhamento!$E48,Detalhamento!AT$15)),IF(INDEX(Import.PLE,Detalhamento!$E48,Detalhamento!AT$15)<=mediçao,OFFSET(Import.PLQ,$A48-1,AT$15-1,1,1),0),0),IF(ISNUMBER(INDEX(Import.PLE,Detalhamento!$E48,Detalhamento!AT$15)),IF(INDEX(Import.PLE,Detalhamento!$E48,Detalhamento!AT$15)<=mediçao,0,OFFSET(Import.PLQ,$A48-1,AT$15-1,1,1)),OFFSET(Import.PLQ,$A48-1,AT$15-1,1,1))))","v":0},{"$f":"IF(AU$13=\"\",0,CHOOSE(Detalhamento.OpçãoServiços,OFFSET(Import.PLQ,$A48-1,AU$15-1,1,1),IF(ISNUMBER(INDEX(Import.PLE,Detalhamento!$E48,Detalhamento!AU$15)),IF(INDEX(Import.PLE,Detalhamento!$E48,Detalhamento!AU$15)<=mediçao,OFFSET(Import.PLQ,$A48-1,AU$15-1,1,1),0),0),IF(ISNUMBER(INDEX(Import.PLE,Detalhamento!$E48,Detalhamento!AU$15)),IF(INDEX(Import.PLE,Detalhamento!$E48,Detalhamento!AU$15)<=mediçao,0,OFFSET(Import.PLQ,$A48-1,AU$15-1,1,1)),OFFSET(Import.PLQ,$A48-1,AU$15-1,1,1))))","v":0},{"$f":"IF(AV$13=\"\",0,CHOOSE(Detalhamento.OpçãoServiços,OFFSET(Import.PLQ,$A48-1,AV$15-1,1,1),IF(ISNUMBER(INDEX(Import.PLE,Detalhamento!$E48,Detalhamento!AV$15)),IF(INDEX(Import.PLE,Detalhamento!$E48,Detalhamento!AV$15)<=mediçao,OFFSET(Import.PLQ,$A48-1,AV$15-1,1,1),0),0),IF(ISNUMBER(INDEX(Import.PLE,Detalhamento!$E48,Detalhamento!AV$15)),IF(INDEX(Import.PLE,Detalhamento!$E48,Detalhamento!AV$15)<=mediçao,0,OFFSET(Import.PLQ,$A48-1,AV$15-1,1,1)),OFFSET(Import.PLQ,$A48-1,AV$15-1,1,1))))","v":0},{"$f":"IF(AW$13=\"\",0,CHOOSE(Detalhamento.OpçãoServiços,OFFSET(Import.PLQ,$A48-1,AW$15-1,1,1),IF(ISNUMBER(INDEX(Import.PLE,Detalhamento!$E48,Detalhamento!AW$15)),IF(INDEX(Import.PLE,Detalhamento!$E48,Detalhamento!AW$15)<=mediçao,OFFSET(Import.PLQ,$A48-1,AW$15-1,1,1),0),0),IF(ISNUMBER(INDEX(Import.PLE,Detalhamento!$E48,Detalhamento!AW$15)),IF(INDEX(Import.PLE,Detalhamento!$E48,Detalhamento!AW$15)<=mediçao,0,OFFSET(Import.PLQ,$A48-1,AW$15-1,1,1)),OFFSET(Import.PLQ,$A48-1,AW$15-1,1,1))))","v":0},{"$f":"IF(AX$13=\"\",0,CHOOSE(Detalhamento.OpçãoServiços,OFFSET(Import.PLQ,$A48-1,AX$15-1,1,1),IF(ISNUMBER(INDEX(Import.PLE,Detalhamento!$E48,Detalhamento!AX$15)),IF(INDEX(Import.PLE,Detalhamento!$E48,Detalhamento!AX$15)<=mediçao,OFFSET(Import.PLQ,$A48-1,AX$15-1,1,1),0),0),IF(ISNUMBER(INDEX(Import.PLE,Detalhamento!$E48,Detalhamento!AX$15)),IF(INDEX(Import.PLE,Detalhamento!$E48,Detalhamento!AX$15)<=mediçao,0,OFFSET(Import.PLQ,$A48-1,AX$15-1,1,1)),OFFSET(Import.PLQ,$A48-1,AX$15-1,1,1))))","v":0},{"$f":"IF(AY$13=\"\",0,CHOOSE(Detalhamento.OpçãoServiços,OFFSET(Import.PLQ,$A48-1,AY$15-1,1,1),IF(ISNUMBER(INDEX(Import.PLE,Detalhamento!$E48,Detalhamento!AY$15)),IF(INDEX(Import.PLE,Detalhamento!$E48,Detalhamento!AY$15)<=mediçao,OFFSET(Import.PLQ,$A48-1,AY$15-1,1,1),0),0),IF(ISNUMBER(INDEX(Import.PLE,Detalhamento!$E48,Detalhamento!AY$15)),IF(INDEX(Import.PLE,Detalhamento!$E48,Detalhamento!AY$15)<=mediçao,0,OFFSET(Import.PLQ,$A48-1,AY$15-1,1,1)),OFFSET(Import.PLQ,$A48-1,AY$15-1,1,1))))","v":0},{"$f":"IF(AZ$13=\"\",0,CHOOSE(Detalhamento.OpçãoServiços,OFFSET(Import.PLQ,$A48-1,AZ$15-1,1,1),IF(ISNUMBER(INDEX(Import.PLE,Detalhamento!$E48,Detalhamento!AZ$15)),IF(INDEX(Import.PLE,Detalhamento!$E48,Detalhamento!AZ$15)<=mediçao,OFFSET(Import.PLQ,$A48-1,AZ$15-1,1,1),0),0),IF(ISNUMBER(INDEX(Import.PLE,Detalhamento!$E48,Detalhamento!AZ$15)),IF(INDEX(Import.PLE,Detalhamento!$E48,Detalhamento!AZ$15)<=mediçao,0,OFFSET(Import.PLQ,$A48-1,AZ$15-1,1,1)),OFFSET(Import.PLQ,$A48-1,AZ$15-1,1,1))))","v":0},{"$f":"IF(BA$13=\"\",0,CHOOSE(Detalhamento.OpçãoServiços,OFFSET(Import.PLQ,$A48-1,BA$15-1,1,1),IF(ISNUMBER(INDEX(Import.PLE,Detalhamento!$E48,Detalhamento!BA$15)),IF(INDEX(Import.PLE,Detalhamento!$E48,Detalhamento!BA$15)<=mediçao,OFFSET(Import.PLQ,$A48-1,BA$15-1,1,1),0),0),IF(ISNUMBER(INDEX(Import.PLE,Detalhamento!$E48,Detalhamento!BA$15)),IF(INDEX(Import.PLE,Detalhamento!$E48,Detalhamento!BA$15)<=mediçao,0,OFFSET(Import.PLQ,$A48-1,BA$15-1,1,1)),OFFSET(Import.PLQ,$A48-1,BA$15-1,1,1))))","v":0},{"$f":"IF(BB$13=\"\",0,CHOOSE(Detalhamento.OpçãoServiços,OFFSET(Import.PLQ,$A48-1,BB$15-1,1,1),IF(ISNUMBER(INDEX(Import.PLE,Detalhamento!$E48,Detalhamento!BB$15)),IF(INDEX(Import.PLE,Detalhamento!$E48,Detalhamento!BB$15)<=mediçao,OFFSET(Import.PLQ,$A48-1,BB$15-1,1,1),0),0),IF(ISNUMBER(INDEX(Import.PLE,Detalhamento!$E48,Detalhamento!BB$15)),IF(INDEX(Import.PLE,Detalhamento!$E48,Detalhamento!BB$15)<=mediçao,0,OFFSET(Import.PLQ,$A48-1,BB$15-1,1,1)),OFFSET(Import.PLQ,$A48-1,BB$15-1,1,1))))","v":0},{"$f":"IF(BC$13=\"\",0,CHOOSE(Detalhamento.OpçãoServiços,OFFSET(Import.PLQ,$A48-1,BC$15-1,1,1),IF(ISNUMBER(INDEX(Import.PLE,Detalhamento!$E48,Detalhamento!BC$15)),IF(INDEX(Import.PLE,Detalhamento!$E48,Detalhamento!BC$15)<=mediçao,OFFSET(Import.PLQ,$A48-1,BC$15-1,1,1),0),0),IF(ISNUMBER(INDEX(Import.PLE,Detalhamento!$E48,Detalhamento!BC$15)),IF(INDEX(Import.PLE,Detalhamento!$E48,Detalhamento!BC$15)<=mediçao,0,OFFSET(Import.PLQ,$A48-1,BC$15-1,1,1)),OFFSET(Import.PLQ,$A48-1,BC$15-1,1,1))))","v":0},{"$f":"IF(BD$13=\"\",0,CHOOSE(Detalhamento.OpçãoServiços,OFFSET(Import.PLQ,$A48-1,BD$15-1,1,1),IF(ISNUMBER(INDEX(Import.PLE,Detalhamento!$E48,Detalhamento!BD$15)),IF(INDEX(Import.PLE,Detalhamento!$E48,Detalhamento!BD$15)<=mediçao,OFFSET(Import.PLQ,$A48-1,BD$15-1,1,1),0),0),IF(ISNUMBER(INDEX(Import.PLE,Detalhamento!$E48,Detalhamento!BD$15)),IF(INDEX(Import.PLE,Detalhamento!$E48,Detalhamento!BD$15)<=mediçao,0,OFFSET(Import.PLQ,$A48-1,BD$15-1,1,1)),OFFSET(Import.PLQ,$A48-1,BD$15-1,1,1))))","v":0},{"$f":"IF(BE$13=\"\",0,CHOOSE(Detalhamento.OpçãoServiços,OFFSET(Import.PLQ,$A48-1,BE$15-1,1,1),IF(ISNUMBER(INDEX(Import.PLE,Detalhamento!$E48,Detalhamento!BE$15)),IF(INDEX(Import.PLE,Detalhamento!$E48,Detalhamento!BE$15)<=mediçao,OFFSET(Import.PLQ,$A48-1,BE$15-1,1,1),0),0),IF(ISNUMBER(INDEX(Import.PLE,Detalhamento!$E48,Detalhamento!BE$15)),IF(INDEX(Import.PLE,Detalhamento!$E48,Detalhamento!BE$15)<=mediçao,0,OFFSET(Import.PLQ,$A48-1,BE$15-1,1,1)),OFFSET(Import.PLQ,$A48-1,BE$15-1,1,1))))","v":0},{"$f":"IF(BF$13=\"\",0,CHOOSE(Detalhamento.OpçãoServiços,OFFSET(Import.PLQ,$A48-1,BF$15-1,1,1),IF(ISNUMBER(INDEX(Import.PLE,Detalhamento!$E48,Detalhamento!BF$15)),IF(INDEX(Import.PLE,Detalhamento!$E48,Detalhamento!BF$15)<=mediçao,OFFSET(Import.PLQ,$A48-1,BF$15-1,1,1),0),0),IF(ISNUMBER(INDEX(Import.PLE,Detalhamento!$E48,Detalhamento!BF$15)),IF(INDEX(Import.PLE,Detalhamento!$E48,Detalhamento!BF$15)<=mediçao,0,OFFSET(Import.PLQ,$A48-1,BF$15-1,1,1)),OFFSET(Import.PLQ,$A48-1,BF$15-1,1,1))))","v":0},{"$f":"IF(BG$13=\"\",0,CHOOSE(Detalhamento.OpçãoServiços,OFFSET(Import.PLQ,$A48-1,BG$15-1,1,1),IF(ISNUMBER(INDEX(Import.PLE,Detalhamento!$E48,Detalhamento!BG$15)),IF(INDEX(Import.PLE,Detalhamento!$E48,Detalhamento!BG$15)<=mediçao,OFFSET(Import.PLQ,$A48-1,BG$15-1,1,1),0),0),IF(ISNUMBER(INDEX(Import.PLE,Detalhamento!$E48,Detalhamento!BG$15)),IF(INDEX(Import.PLE,Detalhamento!$E48,Detalhamento!BG$15)<=mediçao,0,OFFSET(Import.PLQ,$A48-1,BG$15-1,1,1)),OFFSET(Import.PLQ,$A48-1,BG$15-1,1,1))))","v":0},{"$f":"IF(BH$13=\"\",0,CHOOSE(Detalhamento.OpçãoServiços,OFFSET(Import.PLQ,$A48-1,BH$15-1,1,1),IF(ISNUMBER(INDEX(Import.PLE,Detalhamento!$E48,Detalhamento!BH$15)),IF(INDEX(Import.PLE,Detalhamento!$E48,Detalhamento!BH$15)<=mediçao,OFFSET(Import.PLQ,$A48-1,BH$15-1,1,1),0),0),IF(ISNUMBER(INDEX(Import.PLE,Detalhamento!$E48,Detalhamento!BH$15)),IF(INDEX(Import.PLE,Detalhamento!$E48,Detalhamento!BH$15)<=mediçao,0,OFFSET(Import.PLQ,$A48-1,BH$15-1,1,1)),OFFSET(Import.PLQ,$A48-1,BH$15-1,1,1))))","v":0},{"$f":"IF(BI$13=\"\",0,CHOOSE(Detalhamento.OpçãoServiços,OFFSET(Import.PLQ,$A48-1,BI$15-1,1,1),IF(ISNUMBER(INDEX(Import.PLE,Detalhamento!$E48,Detalhamento!BI$15)),IF(INDEX(Import.PLE,Detalhamento!$E48,Detalhamento!BI$15)<=mediçao,OFFSET(Import.PLQ,$A48-1,BI$15-1,1,1),0),0),IF(ISNUMBER(INDEX(Import.PLE,Detalhamento!$E48,Detalhamento!BI$15)),IF(INDEX(Import.PLE,Detalhamento!$E48,Detalhamento!BI$15)<=mediçao,0,OFFSET(Import.PLQ,$A48-1,BI$15-1,1,1)),OFFSET(Import.PLQ,$A48-1,BI$15-1,1,1))))","v":0}]
[21,"Serviço",null,null,9,90021,"1.5.1.","PEDRA BRITADA N. 2 (19 A 38 MM) PARA LASTRO DE FUNDO","M3",3.7,null,{"$f":"IF(L$13=\"\",0,CHOOSE(Detalhamento.OpçãoServiços,OFFSET(Import.PLQ,$A49-1,L$15-1,1,1),IF(ISNUMBER(INDEX(Import.PLE,Detalhamento!$E49,Detalhamento!L$15)),IF(INDEX(Import.PLE,Detalhamento!$E49,Detalhamento!L$15)<=mediçao,OFFSET(Import.PLQ,$A49-1,L$15-1,1,1),0),0),IF(ISNUMBER(INDEX(Import.PLE,Detalhamento!$E49,Detalhamento!L$15)),IF(INDEX(Import.PLE,Detalhamento!$E49,Detalhamento!L$15)<=mediçao,0,OFFSET(Import.PLQ,$A49-1,L$15-1,1,1)),OFFSET(Import.PLQ,$A49-1,L$15-1,1,1))))","v":0},{"$f":"IF(M$13=\"\",0,CHOOSE(Detalhamento.OpçãoServiços,OFFSET(Import.PLQ,$A49-1,M$15-1,1,1),IF(ISNUMBER(INDEX(Import.PLE,Detalhamento!$E49,Detalhamento!M$15)),IF(INDEX(Import.PLE,Detalhamento!$E49,Detalhamento!M$15)<=mediçao,OFFSET(Import.PLQ,$A49-1,M$15-1,1,1),0),0),IF(ISNUMBER(INDEX(Import.PLE,Detalhamento!$E49,Detalhamento!M$15)),IF(INDEX(Import.PLE,Detalhamento!$E49,Detalhamento!M$15)<=mediçao,0,OFFSET(Import.PLQ,$A49-1,M$15-1,1,1)),OFFSET(Import.PLQ,$A49-1,M$15-1,1,1))))","v":0},{"$f":"IF(N$13=\"\",0,CHOOSE(Detalhamento.OpçãoServiços,OFFSET(Import.PLQ,$A49-1,N$15-1,1,1),IF(ISNUMBER(INDEX(Import.PLE,Detalhamento!$E49,Detalhamento!N$15)),IF(INDEX(Import.PLE,Detalhamento!$E49,Detalhamento!N$15)<=mediçao,OFFSET(Import.PLQ,$A49-1,N$15-1,1,1),0),0),IF(ISNUMBER(INDEX(Import.PLE,Detalhamento!$E49,Detalhamento!N$15)),IF(INDEX(Import.PLE,Detalhamento!$E49,Detalhamento!N$15)<=mediçao,0,OFFSET(Import.PLQ,$A49-1,N$15-1,1,1)),OFFSET(Import.PLQ,$A49-1,N$15-1,1,1))))","v":0},{"$f":"IF(O$13=\"\",0,CHOOSE(Detalhamento.OpçãoServiços,OFFSET(Import.PLQ,$A49-1,O$15-1,1,1),IF(ISNUMBER(INDEX(Import.PLE,Detalhamento!$E49,Detalhamento!O$15)),IF(INDEX(Import.PLE,Detalhamento!$E49,Detalhamento!O$15)<=mediçao,OFFSET(Import.PLQ,$A49-1,O$15-1,1,1),0),0),IF(ISNUMBER(INDEX(Import.PLE,Detalhamento!$E49,Detalhamento!O$15)),IF(INDEX(Import.PLE,Detalhamento!$E49,Detalhamento!O$15)<=mediçao,0,OFFSET(Import.PLQ,$A49-1,O$15-1,1,1)),OFFSET(Import.PLQ,$A49-1,O$15-1,1,1))))","v":3.7},{"$f":"IF(P$13=\"\",0,CHOOSE(Detalhamento.OpçãoServiços,OFFSET(Import.PLQ,$A49-1,P$15-1,1,1),IF(ISNUMBER(INDEX(Import.PLE,Detalhamento!$E49,Detalhamento!P$15)),IF(INDEX(Import.PLE,Detalhamento!$E49,Detalhamento!P$15)<=mediçao,OFFSET(Import.PLQ,$A49-1,P$15-1,1,1),0),0),IF(ISNUMBER(INDEX(Import.PLE,Detalhamento!$E49,Detalhamento!P$15)),IF(INDEX(Import.PLE,Detalhamento!$E49,Detalhamento!P$15)<=mediçao,0,OFFSET(Import.PLQ,$A49-1,P$15-1,1,1)),OFFSET(Import.PLQ,$A49-1,P$15-1,1,1))))","v":0},{"$f":"IF(Q$13=\"\",0,CHOOSE(Detalhamento.OpçãoServiços,OFFSET(Import.PLQ,$A49-1,Q$15-1,1,1),IF(ISNUMBER(INDEX(Import.PLE,Detalhamento!$E49,Detalhamento!Q$15)),IF(INDEX(Import.PLE,Detalhamento!$E49,Detalhamento!Q$15)<=mediçao,OFFSET(Import.PLQ,$A49-1,Q$15-1,1,1),0),0),IF(ISNUMBER(INDEX(Import.PLE,Detalhamento!$E49,Detalhamento!Q$15)),IF(INDEX(Import.PLE,Detalhamento!$E49,Detalhamento!Q$15)<=mediçao,0,OFFSET(Import.PLQ,$A49-1,Q$15-1,1,1)),OFFSET(Import.PLQ,$A49-1,Q$15-1,1,1))))","v":0},{"$f":"IF(R$13=\"\",0,CHOOSE(Detalhamento.OpçãoServiços,OFFSET(Import.PLQ,$A49-1,R$15-1,1,1),IF(ISNUMBER(INDEX(Import.PLE,Detalhamento!$E49,Detalhamento!R$15)),IF(INDEX(Import.PLE,Detalhamento!$E49,Detalhamento!R$15)<=mediçao,OFFSET(Import.PLQ,$A49-1,R$15-1,1,1),0),0),IF(ISNUMBER(INDEX(Import.PLE,Detalhamento!$E49,Detalhamento!R$15)),IF(INDEX(Import.PLE,Detalhamento!$E49,Detalhamento!R$15)<=mediçao,0,OFFSET(Import.PLQ,$A49-1,R$15-1,1,1)),OFFSET(Import.PLQ,$A49-1,R$15-1,1,1))))","v":0},{"$f":"IF(S$13=\"\",0,CHOOSE(Detalhamento.OpçãoServiços,OFFSET(Import.PLQ,$A49-1,S$15-1,1,1),IF(ISNUMBER(INDEX(Import.PLE,Detalhamento!$E49,Detalhamento!S$15)),IF(INDEX(Import.PLE,Detalhamento!$E49,Detalhamento!S$15)<=mediçao,OFFSET(Import.PLQ,$A49-1,S$15-1,1,1),0),0),IF(ISNUMBER(INDEX(Import.PLE,Detalhamento!$E49,Detalhamento!S$15)),IF(INDEX(Import.PLE,Detalhamento!$E49,Detalhamento!S$15)<=mediçao,0,OFFSET(Import.PLQ,$A49-1,S$15-1,1,1)),OFFSET(Import.PLQ,$A49-1,S$15-1,1,1))))","v":0},{"$f":"IF(T$13=\"\",0,CHOOSE(Detalhamento.OpçãoServiços,OFFSET(Import.PLQ,$A49-1,T$15-1,1,1),IF(ISNUMBER(INDEX(Import.PLE,Detalhamento!$E49,Detalhamento!T$15)),IF(INDEX(Import.PLE,Detalhamento!$E49,Detalhamento!T$15)<=mediçao,OFFSET(Import.PLQ,$A49-1,T$15-1,1,1),0),0),IF(ISNUMBER(INDEX(Import.PLE,Detalhamento!$E49,Detalhamento!T$15)),IF(INDEX(Import.PLE,Detalhamento!$E49,Detalhamento!T$15)<=mediçao,0,OFFSET(Import.PLQ,$A49-1,T$15-1,1,1)),OFFSET(Import.PLQ,$A49-1,T$15-1,1,1))))","v":0},{"$f":"IF(U$13=\"\",0,CHOOSE(Detalhamento.OpçãoServiços,OFFSET(Import.PLQ,$A49-1,U$15-1,1,1),IF(ISNUMBER(INDEX(Import.PLE,Detalhamento!$E49,Detalhamento!U$15)),IF(INDEX(Import.PLE,Detalhamento!$E49,Detalhamento!U$15)<=mediçao,OFFSET(Import.PLQ,$A49-1,U$15-1,1,1),0),0),IF(ISNUMBER(INDEX(Import.PLE,Detalhamento!$E49,Detalhamento!U$15)),IF(INDEX(Import.PLE,Detalhamento!$E49,Detalhamento!U$15)<=mediçao,0,OFFSET(Import.PLQ,$A49-1,U$15-1,1,1)),OFFSET(Import.PLQ,$A49-1,U$15-1,1,1))))","v":0},{"$f":"IF(V$13=\"\",0,CHOOSE(Detalhamento.OpçãoServiços,OFFSET(Import.PLQ,$A49-1,V$15-1,1,1),IF(ISNUMBER(INDEX(Import.PLE,Detalhamento!$E49,Detalhamento!V$15)),IF(INDEX(Import.PLE,Detalhamento!$E49,Detalhamento!V$15)<=mediçao,OFFSET(Import.PLQ,$A49-1,V$15-1,1,1),0),0),IF(ISNUMBER(INDEX(Import.PLE,Detalhamento!$E49,Detalhamento!V$15)),IF(INDEX(Import.PLE,Detalhamento!$E49,Detalhamento!V$15)<=mediçao,0,OFFSET(Import.PLQ,$A49-1,V$15-1,1,1)),OFFSET(Import.PLQ,$A49-1,V$15-1,1,1))))","v":0},{"$f":"IF(W$13=\"\",0,CHOOSE(Detalhamento.OpçãoServiços,OFFSET(Import.PLQ,$A49-1,W$15-1,1,1),IF(ISNUMBER(INDEX(Import.PLE,Detalhamento!$E49,Detalhamento!W$15)),IF(INDEX(Import.PLE,Detalhamento!$E49,Detalhamento!W$15)<=mediçao,OFFSET(Import.PLQ,$A49-1,W$15-1,1,1),0),0),IF(ISNUMBER(INDEX(Import.PLE,Detalhamento!$E49,Detalhamento!W$15)),IF(INDEX(Import.PLE,Detalhamento!$E49,Detalhamento!W$15)<=mediçao,0,OFFSET(Import.PLQ,$A49-1,W$15-1,1,1)),OFFSET(Import.PLQ,$A49-1,W$15-1,1,1))))","v":0},{"$f":"IF(X$13=\"\",0,CHOOSE(Detalhamento.OpçãoServiços,OFFSET(Import.PLQ,$A49-1,X$15-1,1,1),IF(ISNUMBER(INDEX(Import.PLE,Detalhamento!$E49,Detalhamento!X$15)),IF(INDEX(Import.PLE,Detalhamento!$E49,Detalhamento!X$15)<=mediçao,OFFSET(Import.PLQ,$A49-1,X$15-1,1,1),0),0),IF(ISNUMBER(INDEX(Import.PLE,Detalhamento!$E49,Detalhamento!X$15)),IF(INDEX(Import.PLE,Detalhamento!$E49,Detalhamento!X$15)<=mediçao,0,OFFSET(Import.PLQ,$A49-1,X$15-1,1,1)),OFFSET(Import.PLQ,$A49-1,X$15-1,1,1))))","v":0},{"$f":"IF(Y$13=\"\",0,CHOOSE(Detalhamento.OpçãoServiços,OFFSET(Import.PLQ,$A49-1,Y$15-1,1,1),IF(ISNUMBER(INDEX(Import.PLE,Detalhamento!$E49,Detalhamento!Y$15)),IF(INDEX(Import.PLE,Detalhamento!$E49,Detalhamento!Y$15)<=mediçao,OFFSET(Import.PLQ,$A49-1,Y$15-1,1,1),0),0),IF(ISNUMBER(INDEX(Import.PLE,Detalhamento!$E49,Detalhamento!Y$15)),IF(INDEX(Import.PLE,Detalhamento!$E49,Detalhamento!Y$15)<=mediçao,0,OFFSET(Import.PLQ,$A49-1,Y$15-1,1,1)),OFFSET(Import.PLQ,$A49-1,Y$15-1,1,1))))","v":0},{"$f":"IF(Z$13=\"\",0,CHOOSE(Detalhamento.OpçãoServiços,OFFSET(Import.PLQ,$A49-1,Z$15-1,1,1),IF(ISNUMBER(INDEX(Import.PLE,Detalhamento!$E49,Detalhamento!Z$15)),IF(INDEX(Import.PLE,Detalhamento!$E49,Detalhamento!Z$15)<=mediçao,OFFSET(Import.PLQ,$A49-1,Z$15-1,1,1),0),0),IF(ISNUMBER(INDEX(Import.PLE,Detalhamento!$E49,Detalhamento!Z$15)),IF(INDEX(Import.PLE,Detalhamento!$E49,Detalhamento!Z$15)<=mediçao,0,OFFSET(Import.PLQ,$A49-1,Z$15-1,1,1)),OFFSET(Import.PLQ,$A49-1,Z$15-1,1,1))))","v":0},{"$f":"IF(AA$13=\"\",0,CHOOSE(Detalhamento.OpçãoServiços,OFFSET(Import.PLQ,$A49-1,AA$15-1,1,1),IF(ISNUMBER(INDEX(Import.PLE,Detalhamento!$E49,Detalhamento!AA$15)),IF(INDEX(Import.PLE,Detalhamento!$E49,Detalhamento!AA$15)<=mediçao,OFFSET(Import.PLQ,$A49-1,AA$15-1,1,1),0),0),IF(ISNUMBER(INDEX(Import.PLE,Detalhamento!$E49,Detalhamento!AA$15)),IF(INDEX(Import.PLE,Detalhamento!$E49,Detalhamento!AA$15)<=mediçao,0,OFFSET(Import.PLQ,$A49-1,AA$15-1,1,1)),OFFSET(Import.PLQ,$A49-1,AA$15-1,1,1))))","v":0},{"$f":"IF(AB$13=\"\",0,CHOOSE(Detalhamento.OpçãoServiços,OFFSET(Import.PLQ,$A49-1,AB$15-1,1,1),IF(ISNUMBER(INDEX(Import.PLE,Detalhamento!$E49,Detalhamento!AB$15)),IF(INDEX(Import.PLE,Detalhamento!$E49,Detalhamento!AB$15)<=mediçao,OFFSET(Import.PLQ,$A49-1,AB$15-1,1,1),0),0),IF(ISNUMBER(INDEX(Import.PLE,Detalhamento!$E49,Detalhamento!AB$15)),IF(INDEX(Import.PLE,Detalhamento!$E49,Detalhamento!AB$15)<=mediçao,0,OFFSET(Import.PLQ,$A49-1,AB$15-1,1,1)),OFFSET(Import.PLQ,$A49-1,AB$15-1,1,1))))","v":0},{"$f":"IF(AC$13=\"\",0,CHOOSE(Detalhamento.OpçãoServiços,OFFSET(Import.PLQ,$A49-1,AC$15-1,1,1),IF(ISNUMBER(INDEX(Import.PLE,Detalhamento!$E49,Detalhamento!AC$15)),IF(INDEX(Import.PLE,Detalhamento!$E49,Detalhamento!AC$15)<=mediçao,OFFSET(Import.PLQ,$A49-1,AC$15-1,1,1),0),0),IF(ISNUMBER(INDEX(Import.PLE,Detalhamento!$E49,Detalhamento!AC$15)),IF(INDEX(Import.PLE,Detalhamento!$E49,Detalhamento!AC$15)<=mediçao,0,OFFSET(Import.PLQ,$A49-1,AC$15-1,1,1)),OFFSET(Import.PLQ,$A49-1,AC$15-1,1,1))))","v":0},{"$f":"IF(AD$13=\"\",0,CHOOSE(Detalhamento.OpçãoServiços,OFFSET(Import.PLQ,$A49-1,AD$15-1,1,1),IF(ISNUMBER(INDEX(Import.PLE,Detalhamento!$E49,Detalhamento!AD$15)),IF(INDEX(Import.PLE,Detalhamento!$E49,Detalhamento!AD$15)<=mediçao,OFFSET(Import.PLQ,$A49-1,AD$15-1,1,1),0),0),IF(ISNUMBER(INDEX(Import.PLE,Detalhamento!$E49,Detalhamento!AD$15)),IF(INDEX(Import.PLE,Detalhamento!$E49,Detalhamento!AD$15)<=mediçao,0,OFFSET(Import.PLQ,$A49-1,AD$15-1,1,1)),OFFSET(Import.PLQ,$A49-1,AD$15-1,1,1))))","v":0},{"$f":"IF(AE$13=\"\",0,CHOOSE(Detalhamento.OpçãoServiços,OFFSET(Import.PLQ,$A49-1,AE$15-1,1,1),IF(ISNUMBER(INDEX(Import.PLE,Detalhamento!$E49,Detalhamento!AE$15)),IF(INDEX(Import.PLE,Detalhamento!$E49,Detalhamento!AE$15)<=mediçao,OFFSET(Import.PLQ,$A49-1,AE$15-1,1,1),0),0),IF(ISNUMBER(INDEX(Import.PLE,Detalhamento!$E49,Detalhamento!AE$15)),IF(INDEX(Import.PLE,Detalhamento!$E49,Detalhamento!AE$15)<=mediçao,0,OFFSET(Import.PLQ,$A49-1,AE$15-1,1,1)),OFFSET(Import.PLQ,$A49-1,AE$15-1,1,1))))","v":0},{"$f":"IF(AF$13=\"\",0,CHOOSE(Detalhamento.OpçãoServiços,OFFSET(Import.PLQ,$A49-1,AF$15-1,1,1),IF(ISNUMBER(INDEX(Import.PLE,Detalhamento!$E49,Detalhamento!AF$15)),IF(INDEX(Import.PLE,Detalhamento!$E49,Detalhamento!AF$15)<=mediçao,OFFSET(Import.PLQ,$A49-1,AF$15-1,1,1),0),0),IF(ISNUMBER(INDEX(Import.PLE,Detalhamento!$E49,Detalhamento!AF$15)),IF(INDEX(Import.PLE,Detalhamento!$E49,Detalhamento!AF$15)<=mediçao,0,OFFSET(Import.PLQ,$A49-1,AF$15-1,1,1)),OFFSET(Import.PLQ,$A49-1,AF$15-1,1,1))))","v":0},{"$f":"IF(AG$13=\"\",0,CHOOSE(Detalhamento.OpçãoServiços,OFFSET(Import.PLQ,$A49-1,AG$15-1,1,1),IF(ISNUMBER(INDEX(Import.PLE,Detalhamento!$E49,Detalhamento!AG$15)),IF(INDEX(Import.PLE,Detalhamento!$E49,Detalhamento!AG$15)<=mediçao,OFFSET(Import.PLQ,$A49-1,AG$15-1,1,1),0),0),IF(ISNUMBER(INDEX(Import.PLE,Detalhamento!$E49,Detalhamento!AG$15)),IF(INDEX(Import.PLE,Detalhamento!$E49,Detalhamento!AG$15)<=mediçao,0,OFFSET(Import.PLQ,$A49-1,AG$15-1,1,1)),OFFSET(Import.PLQ,$A49-1,AG$15-1,1,1))))","v":0},{"$f":"IF(AH$13=\"\",0,CHOOSE(Detalhamento.OpçãoServiços,OFFSET(Import.PLQ,$A49-1,AH$15-1,1,1),IF(ISNUMBER(INDEX(Import.PLE,Detalhamento!$E49,Detalhamento!AH$15)),IF(INDEX(Import.PLE,Detalhamento!$E49,Detalhamento!AH$15)<=mediçao,OFFSET(Import.PLQ,$A49-1,AH$15-1,1,1),0),0),IF(ISNUMBER(INDEX(Import.PLE,Detalhamento!$E49,Detalhamento!AH$15)),IF(INDEX(Import.PLE,Detalhamento!$E49,Detalhamento!AH$15)<=mediçao,0,OFFSET(Import.PLQ,$A49-1,AH$15-1,1,1)),OFFSET(Import.PLQ,$A49-1,AH$15-1,1,1))))","v":0},{"$f":"IF(AI$13=\"\",0,CHOOSE(Detalhamento.OpçãoServiços,OFFSET(Import.PLQ,$A49-1,AI$15-1,1,1),IF(ISNUMBER(INDEX(Import.PLE,Detalhamento!$E49,Detalhamento!AI$15)),IF(INDEX(Import.PLE,Detalhamento!$E49,Detalhamento!AI$15)<=mediçao,OFFSET(Import.PLQ,$A49-1,AI$15-1,1,1),0),0),IF(ISNUMBER(INDEX(Import.PLE,Detalhamento!$E49,Detalhamento!AI$15)),IF(INDEX(Import.PLE,Detalhamento!$E49,Detalhamento!AI$15)<=mediçao,0,OFFSET(Import.PLQ,$A49-1,AI$15-1,1,1)),OFFSET(Import.PLQ,$A49-1,AI$15-1,1,1))))","v":0},{"$f":"IF(AJ$13=\"\",0,CHOOSE(Detalhamento.OpçãoServiços,OFFSET(Import.PLQ,$A49-1,AJ$15-1,1,1),IF(ISNUMBER(INDEX(Import.PLE,Detalhamento!$E49,Detalhamento!AJ$15)),IF(INDEX(Import.PLE,Detalhamento!$E49,Detalhamento!AJ$15)<=mediçao,OFFSET(Import.PLQ,$A49-1,AJ$15-1,1,1),0),0),IF(ISNUMBER(INDEX(Import.PLE,Detalhamento!$E49,Detalhamento!AJ$15)),IF(INDEX(Import.PLE,Detalhamento!$E49,Detalhamento!AJ$15)<=mediçao,0,OFFSET(Import.PLQ,$A49-1,AJ$15-1,1,1)),OFFSET(Import.PLQ,$A49-1,AJ$15-1,1,1))))","v":0},{"$f":"IF(AK$13=\"\",0,CHOOSE(Detalhamento.OpçãoServiços,OFFSET(Import.PLQ,$A49-1,AK$15-1,1,1),IF(ISNUMBER(INDEX(Import.PLE,Detalhamento!$E49,Detalhamento!AK$15)),IF(INDEX(Import.PLE,Detalhamento!$E49,Detalhamento!AK$15)<=mediçao,OFFSET(Import.PLQ,$A49-1,AK$15-1,1,1),0),0),IF(ISNUMBER(INDEX(Import.PLE,Detalhamento!$E49,Detalhamento!AK$15)),IF(INDEX(Import.PLE,Detalhamento!$E49,Detalhamento!AK$15)<=mediçao,0,OFFSET(Import.PLQ,$A49-1,AK$15-1,1,1)),OFFSET(Import.PLQ,$A49-1,AK$15-1,1,1))))","v":0},{"$f":"IF(AL$13=\"\",0,CHOOSE(Detalhamento.OpçãoServiços,OFFSET(Import.PLQ,$A49-1,AL$15-1,1,1),IF(ISNUMBER(INDEX(Import.PLE,Detalhamento!$E49,Detalhamento!AL$15)),IF(INDEX(Import.PLE,Detalhamento!$E49,Detalhamento!AL$15)<=mediçao,OFFSET(Import.PLQ,$A49-1,AL$15-1,1,1),0),0),IF(ISNUMBER(INDEX(Import.PLE,Detalhamento!$E49,Detalhamento!AL$15)),IF(INDEX(Import.PLE,Detalhamento!$E49,Detalhamento!AL$15)<=mediçao,0,OFFSET(Import.PLQ,$A49-1,AL$15-1,1,1)),OFFSET(Import.PLQ,$A49-1,AL$15-1,1,1))))","v":0},{"$f":"IF(AM$13=\"\",0,CHOOSE(Detalhamento.OpçãoServiços,OFFSET(Import.PLQ,$A49-1,AM$15-1,1,1),IF(ISNUMBER(INDEX(Import.PLE,Detalhamento!$E49,Detalhamento!AM$15)),IF(INDEX(Import.PLE,Detalhamento!$E49,Detalhamento!AM$15)<=mediçao,OFFSET(Import.PLQ,$A49-1,AM$15-1,1,1),0),0),IF(ISNUMBER(INDEX(Import.PLE,Detalhamento!$E49,Detalhamento!AM$15)),IF(INDEX(Import.PLE,Detalhamento!$E49,Detalhamento!AM$15)<=mediçao,0,OFFSET(Import.PLQ,$A49-1,AM$15-1,1,1)),OFFSET(Import.PLQ,$A49-1,AM$15-1,1,1))))","v":0},{"$f":"IF(AN$13=\"\",0,CHOOSE(Detalhamento.OpçãoServiços,OFFSET(Import.PLQ,$A49-1,AN$15-1,1,1),IF(ISNUMBER(INDEX(Import.PLE,Detalhamento!$E49,Detalhamento!AN$15)),IF(INDEX(Import.PLE,Detalhamento!$E49,Detalhamento!AN$15)<=mediçao,OFFSET(Import.PLQ,$A49-1,AN$15-1,1,1),0),0),IF(ISNUMBER(INDEX(Import.PLE,Detalhamento!$E49,Detalhamento!AN$15)),IF(INDEX(Import.PLE,Detalhamento!$E49,Detalhamento!AN$15)<=mediçao,0,OFFSET(Import.PLQ,$A49-1,AN$15-1,1,1)),OFFSET(Import.PLQ,$A49-1,AN$15-1,1,1))))","v":0},{"$f":"IF(AO$13=\"\",0,CHOOSE(Detalhamento.OpçãoServiços,OFFSET(Import.PLQ,$A49-1,AO$15-1,1,1),IF(ISNUMBER(INDEX(Import.PLE,Detalhamento!$E49,Detalhamento!AO$15)),IF(INDEX(Import.PLE,Detalhamento!$E49,Detalhamento!AO$15)<=mediçao,OFFSET(Import.PLQ,$A49-1,AO$15-1,1,1),0),0),IF(ISNUMBER(INDEX(Import.PLE,Detalhamento!$E49,Detalhamento!AO$15)),IF(INDEX(Import.PLE,Detalhamento!$E49,Detalhamento!AO$15)<=mediçao,0,OFFSET(Import.PLQ,$A49-1,AO$15-1,1,1)),OFFSET(Import.PLQ,$A49-1,AO$15-1,1,1))))","v":0},{"$f":"IF(AP$13=\"\",0,CHOOSE(Detalhamento.OpçãoServiços,OFFSET(Import.PLQ,$A49-1,AP$15-1,1,1),IF(ISNUMBER(INDEX(Import.PLE,Detalhamento!$E49,Detalhamento!AP$15)),IF(INDEX(Import.PLE,Detalhamento!$E49,Detalhamento!AP$15)<=mediçao,OFFSET(Import.PLQ,$A49-1,AP$15-1,1,1),0),0),IF(ISNUMBER(INDEX(Import.PLE,Detalhamento!$E49,Detalhamento!AP$15)),IF(INDEX(Import.PLE,Detalhamento!$E49,Detalhamento!AP$15)<=mediçao,0,OFFSET(Import.PLQ,$A49-1,AP$15-1,1,1)),OFFSET(Import.PLQ,$A49-1,AP$15-1,1,1))))","v":0},{"$f":"IF(AQ$13=\"\",0,CHOOSE(Detalhamento.OpçãoServiços,OFFSET(Import.PLQ,$A49-1,AQ$15-1,1,1),IF(ISNUMBER(INDEX(Import.PLE,Detalhamento!$E49,Detalhamento!AQ$15)),IF(INDEX(Import.PLE,Detalhamento!$E49,Detalhamento!AQ$15)<=mediçao,OFFSET(Import.PLQ,$A49-1,AQ$15-1,1,1),0),0),IF(ISNUMBER(INDEX(Import.PLE,Detalhamento!$E49,Detalhamento!AQ$15)),IF(INDEX(Import.PLE,Detalhamento!$E49,Detalhamento!AQ$15)<=mediçao,0,OFFSET(Import.PLQ,$A49-1,AQ$15-1,1,1)),OFFSET(Import.PLQ,$A49-1,AQ$15-1,1,1))))","v":0},{"$f":"IF(AR$13=\"\",0,CHOOSE(Detalhamento.OpçãoServiços,OFFSET(Import.PLQ,$A49-1,AR$15-1,1,1),IF(ISNUMBER(INDEX(Import.PLE,Detalhamento!$E49,Detalhamento!AR$15)),IF(INDEX(Import.PLE,Detalhamento!$E49,Detalhamento!AR$15)<=mediçao,OFFSET(Import.PLQ,$A49-1,AR$15-1,1,1),0),0),IF(ISNUMBER(INDEX(Import.PLE,Detalhamento!$E49,Detalhamento!AR$15)),IF(INDEX(Import.PLE,Detalhamento!$E49,Detalhamento!AR$15)<=mediçao,0,OFFSET(Import.PLQ,$A49-1,AR$15-1,1,1)),OFFSET(Import.PLQ,$A49-1,AR$15-1,1,1))))","v":0},{"$f":"IF(AS$13=\"\",0,CHOOSE(Detalhamento.OpçãoServiços,OFFSET(Import.PLQ,$A49-1,AS$15-1,1,1),IF(ISNUMBER(INDEX(Import.PLE,Detalhamento!$E49,Detalhamento!AS$15)),IF(INDEX(Import.PLE,Detalhamento!$E49,Detalhamento!AS$15)<=mediçao,OFFSET(Import.PLQ,$A49-1,AS$15-1,1,1),0),0),IF(ISNUMBER(INDEX(Import.PLE,Detalhamento!$E49,Detalhamento!AS$15)),IF(INDEX(Import.PLE,Detalhamento!$E49,Detalhamento!AS$15)<=mediçao,0,OFFSET(Import.PLQ,$A49-1,AS$15-1,1,1)),OFFSET(Import.PLQ,$A49-1,AS$15-1,1,1))))","v":0},{"$f":"IF(AT$13=\"\",0,CHOOSE(Detalhamento.OpçãoServiços,OFFSET(Import.PLQ,$A49-1,AT$15-1,1,1),IF(ISNUMBER(INDEX(Import.PLE,Detalhamento!$E49,Detalhamento!AT$15)),IF(INDEX(Import.PLE,Detalhamento!$E49,Detalhamento!AT$15)<=mediçao,OFFSET(Import.PLQ,$A49-1,AT$15-1,1,1),0),0),IF(ISNUMBER(INDEX(Import.PLE,Detalhamento!$E49,Detalhamento!AT$15)),IF(INDEX(Import.PLE,Detalhamento!$E49,Detalhamento!AT$15)<=mediçao,0,OFFSET(Import.PLQ,$A49-1,AT$15-1,1,1)),OFFSET(Import.PLQ,$A49-1,AT$15-1,1,1))))","v":0},{"$f":"IF(AU$13=\"\",0,CHOOSE(Detalhamento.OpçãoServiços,OFFSET(Import.PLQ,$A49-1,AU$15-1,1,1),IF(ISNUMBER(INDEX(Import.PLE,Detalhamento!$E49,Detalhamento!AU$15)),IF(INDEX(Import.PLE,Detalhamento!$E49,Detalhamento!AU$15)<=mediçao,OFFSET(Import.PLQ,$A49-1,AU$15-1,1,1),0),0),IF(ISNUMBER(INDEX(Import.PLE,Detalhamento!$E49,Detalhamento!AU$15)),IF(INDEX(Import.PLE,Detalhamento!$E49,Detalhamento!AU$15)<=mediçao,0,OFFSET(Import.PLQ,$A49-1,AU$15-1,1,1)),OFFSET(Import.PLQ,$A49-1,AU$15-1,1,1))))","v":0},{"$f":"IF(AV$13=\"\",0,CHOOSE(Detalhamento.OpçãoServiços,OFFSET(Import.PLQ,$A49-1,AV$15-1,1,1),IF(ISNUMBER(INDEX(Import.PLE,Detalhamento!$E49,Detalhamento!AV$15)),IF(INDEX(Import.PLE,Detalhamento!$E49,Detalhamento!AV$15)<=mediçao,OFFSET(Import.PLQ,$A49-1,AV$15-1,1,1),0),0),IF(ISNUMBER(INDEX(Import.PLE,Detalhamento!$E49,Detalhamento!AV$15)),IF(INDEX(Import.PLE,Detalhamento!$E49,Detalhamento!AV$15)<=mediçao,0,OFFSET(Import.PLQ,$A49-1,AV$15-1,1,1)),OFFSET(Import.PLQ,$A49-1,AV$15-1,1,1))))","v":0},{"$f":"IF(AW$13=\"\",0,CHOOSE(Detalhamento.OpçãoServiços,OFFSET(Import.PLQ,$A49-1,AW$15-1,1,1),IF(ISNUMBER(INDEX(Import.PLE,Detalhamento!$E49,Detalhamento!AW$15)),IF(INDEX(Import.PLE,Detalhamento!$E49,Detalhamento!AW$15)<=mediçao,OFFSET(Import.PLQ,$A49-1,AW$15-1,1,1),0),0),IF(ISNUMBER(INDEX(Import.PLE,Detalhamento!$E49,Detalhamento!AW$15)),IF(INDEX(Import.PLE,Detalhamento!$E49,Detalhamento!AW$15)<=mediçao,0,OFFSET(Import.PLQ,$A49-1,AW$15-1,1,1)),OFFSET(Import.PLQ,$A49-1,AW$15-1,1,1))))","v":0},{"$f":"IF(AX$13=\"\",0,CHOOSE(Detalhamento.OpçãoServiços,OFFSET(Import.PLQ,$A49-1,AX$15-1,1,1),IF(ISNUMBER(INDEX(Import.PLE,Detalhamento!$E49,Detalhamento!AX$15)),IF(INDEX(Import.PLE,Detalhamento!$E49,Detalhamento!AX$15)<=mediçao,OFFSET(Import.PLQ,$A49-1,AX$15-1,1,1),0),0),IF(ISNUMBER(INDEX(Import.PLE,Detalhamento!$E49,Detalhamento!AX$15)),IF(INDEX(Import.PLE,Detalhamento!$E49,Detalhamento!AX$15)<=mediçao,0,OFFSET(Import.PLQ,$A49-1,AX$15-1,1,1)),OFFSET(Import.PLQ,$A49-1,AX$15-1,1,1))))","v":0},{"$f":"IF(AY$13=\"\",0,CHOOSE(Detalhamento.OpçãoServiços,OFFSET(Import.PLQ,$A49-1,AY$15-1,1,1),IF(ISNUMBER(INDEX(Import.PLE,Detalhamento!$E49,Detalhamento!AY$15)),IF(INDEX(Import.PLE,Detalhamento!$E49,Detalhamento!AY$15)<=mediçao,OFFSET(Import.PLQ,$A49-1,AY$15-1,1,1),0),0),IF(ISNUMBER(INDEX(Import.PLE,Detalhamento!$E49,Detalhamento!AY$15)),IF(INDEX(Import.PLE,Detalhamento!$E49,Detalhamento!AY$15)<=mediçao,0,OFFSET(Import.PLQ,$A49-1,AY$15-1,1,1)),OFFSET(Import.PLQ,$A49-1,AY$15-1,1,1))))","v":0},{"$f":"IF(AZ$13=\"\",0,CHOOSE(Detalhamento.OpçãoServiços,OFFSET(Import.PLQ,$A49-1,AZ$15-1,1,1),IF(ISNUMBER(INDEX(Import.PLE,Detalhamento!$E49,Detalhamento!AZ$15)),IF(INDEX(Import.PLE,Detalhamento!$E49,Detalhamento!AZ$15)<=mediçao,OFFSET(Import.PLQ,$A49-1,AZ$15-1,1,1),0),0),IF(ISNUMBER(INDEX(Import.PLE,Detalhamento!$E49,Detalhamento!AZ$15)),IF(INDEX(Import.PLE,Detalhamento!$E49,Detalhamento!AZ$15)<=mediçao,0,OFFSET(Import.PLQ,$A49-1,AZ$15-1,1,1)),OFFSET(Import.PLQ,$A49-1,AZ$15-1,1,1))))","v":0},{"$f":"IF(BA$13=\"\",0,CHOOSE(Detalhamento.OpçãoServiços,OFFSET(Import.PLQ,$A49-1,BA$15-1,1,1),IF(ISNUMBER(INDEX(Import.PLE,Detalhamento!$E49,Detalhamento!BA$15)),IF(INDEX(Import.PLE,Detalhamento!$E49,Detalhamento!BA$15)<=mediçao,OFFSET(Import.PLQ,$A49-1,BA$15-1,1,1),0),0),IF(ISNUMBER(INDEX(Import.PLE,Detalhamento!$E49,Detalhamento!BA$15)),IF(INDEX(Import.PLE,Detalhamento!$E49,Detalhamento!BA$15)<=mediçao,0,OFFSET(Import.PLQ,$A49-1,BA$15-1,1,1)),OFFSET(Import.PLQ,$A49-1,BA$15-1,1,1))))","v":0},{"$f":"IF(BB$13=\"\",0,CHOOSE(Detalhamento.OpçãoServiços,OFFSET(Import.PLQ,$A49-1,BB$15-1,1,1),IF(ISNUMBER(INDEX(Import.PLE,Detalhamento!$E49,Detalhamento!BB$15)),IF(INDEX(Import.PLE,Detalhamento!$E49,Detalhamento!BB$15)<=mediçao,OFFSET(Import.PLQ,$A49-1,BB$15-1,1,1),0),0),IF(ISNUMBER(INDEX(Import.PLE,Detalhamento!$E49,Detalhamento!BB$15)),IF(INDEX(Import.PLE,Detalhamento!$E49,Detalhamento!BB$15)<=mediçao,0,OFFSET(Import.PLQ,$A49-1,BB$15-1,1,1)),OFFSET(Import.PLQ,$A49-1,BB$15-1,1,1))))","v":0},{"$f":"IF(BC$13=\"\",0,CHOOSE(Detalhamento.OpçãoServiços,OFFSET(Import.PLQ,$A49-1,BC$15-1,1,1),IF(ISNUMBER(INDEX(Import.PLE,Detalhamento!$E49,Detalhamento!BC$15)),IF(INDEX(Import.PLE,Detalhamento!$E49,Detalhamento!BC$15)<=mediçao,OFFSET(Import.PLQ,$A49-1,BC$15-1,1,1),0),0),IF(ISNUMBER(INDEX(Import.PLE,Detalhamento!$E49,Detalhamento!BC$15)),IF(INDEX(Import.PLE,Detalhamento!$E49,Detalhamento!BC$15)<=mediçao,0,OFFSET(Import.PLQ,$A49-1,BC$15-1,1,1)),OFFSET(Import.PLQ,$A49-1,BC$15-1,1,1))))","v":0},{"$f":"IF(BD$13=\"\",0,CHOOSE(Detalhamento.OpçãoServiços,OFFSET(Import.PLQ,$A49-1,BD$15-1,1,1),IF(ISNUMBER(INDEX(Import.PLE,Detalhamento!$E49,Detalhamento!BD$15)),IF(INDEX(Import.PLE,Detalhamento!$E49,Detalhamento!BD$15)<=mediçao,OFFSET(Import.PLQ,$A49-1,BD$15-1,1,1),0),0),IF(ISNUMBER(INDEX(Import.PLE,Detalhamento!$E49,Detalhamento!BD$15)),IF(INDEX(Import.PLE,Detalhamento!$E49,Detalhamento!BD$15)<=mediçao,0,OFFSET(Import.PLQ,$A49-1,BD$15-1,1,1)),OFFSET(Import.PLQ,$A49-1,BD$15-1,1,1))))","v":0},{"$f":"IF(BE$13=\"\",0,CHOOSE(Detalhamento.OpçãoServiços,OFFSET(Import.PLQ,$A49-1,BE$15-1,1,1),IF(ISNUMBER(INDEX(Import.PLE,Detalhamento!$E49,Detalhamento!BE$15)),IF(INDEX(Import.PLE,Detalhamento!$E49,Detalhamento!BE$15)<=mediçao,OFFSET(Import.PLQ,$A49-1,BE$15-1,1,1),0),0),IF(ISNUMBER(INDEX(Import.PLE,Detalhamento!$E49,Detalhamento!BE$15)),IF(INDEX(Import.PLE,Detalhamento!$E49,Detalhamento!BE$15)<=mediçao,0,OFFSET(Import.PLQ,$A49-1,BE$15-1,1,1)),OFFSET(Import.PLQ,$A49-1,BE$15-1,1,1))))","v":0},{"$f":"IF(BF$13=\"\",0,CHOOSE(Detalhamento.OpçãoServiços,OFFSET(Import.PLQ,$A49-1,BF$15-1,1,1),IF(ISNUMBER(INDEX(Import.PLE,Detalhamento!$E49,Detalhamento!BF$15)),IF(INDEX(Import.PLE,Detalhamento!$E49,Detalhamento!BF$15)<=mediçao,OFFSET(Import.PLQ,$A49-1,BF$15-1,1,1),0),0),IF(ISNUMBER(INDEX(Import.PLE,Detalhamento!$E49,Detalhamento!BF$15)),IF(INDEX(Import.PLE,Detalhamento!$E49,Detalhamento!BF$15)<=mediçao,0,OFFSET(Import.PLQ,$A49-1,BF$15-1,1,1)),OFFSET(Import.PLQ,$A49-1,BF$15-1,1,1))))","v":0},{"$f":"IF(BG$13=\"\",0,CHOOSE(Detalhamento.OpçãoServiços,OFFSET(Import.PLQ,$A49-1,BG$15-1,1,1),IF(ISNUMBER(INDEX(Import.PLE,Detalhamento!$E49,Detalhamento!BG$15)),IF(INDEX(Import.PLE,Detalhamento!$E49,Detalhamento!BG$15)<=mediçao,OFFSET(Import.PLQ,$A49-1,BG$15-1,1,1),0),0),IF(ISNUMBER(INDEX(Import.PLE,Detalhamento!$E49,Detalhamento!BG$15)),IF(INDEX(Import.PLE,Detalhamento!$E49,Detalhamento!BG$15)<=mediçao,0,OFFSET(Import.PLQ,$A49-1,BG$15-1,1,1)),OFFSET(Import.PLQ,$A49-1,BG$15-1,1,1))))","v":0},{"$f":"IF(BH$13=\"\",0,CHOOSE(Detalhamento.OpçãoServiços,OFFSET(Import.PLQ,$A49-1,BH$15-1,1,1),IF(ISNUMBER(INDEX(Import.PLE,Detalhamento!$E49,Detalhamento!BH$15)),IF(INDEX(Import.PLE,Detalhamento!$E49,Detalhamento!BH$15)<=mediçao,OFFSET(Import.PLQ,$A49-1,BH$15-1,1,1),0),0),IF(ISNUMBER(INDEX(Import.PLE,Detalhamento!$E49,Detalhamento!BH$15)),IF(INDEX(Import.PLE,Detalhamento!$E49,Detalhamento!BH$15)<=mediçao,0,OFFSET(Import.PLQ,$A49-1,BH$15-1,1,1)),OFFSET(Import.PLQ,$A49-1,BH$15-1,1,1))))","v":0},{"$f":"IF(BI$13=\"\",0,CHOOSE(Detalhamento.OpçãoServiços,OFFSET(Import.PLQ,$A49-1,BI$15-1,1,1),IF(ISNUMBER(INDEX(Import.PLE,Detalhamento!$E49,Detalhamento!BI$15)),IF(INDEX(Import.PLE,Detalhamento!$E49,Detalhamento!BI$15)<=mediçao,OFFSET(Import.PLQ,$A49-1,BI$15-1,1,1),0),0),IF(ISNUMBER(INDEX(Import.PLE,Detalhamento!$E49,Detalhamento!BI$15)),IF(INDEX(Import.PLE,Detalhamento!$E49,Detalhamento!BI$15)<=mediçao,0,OFFSET(Import.PLQ,$A49-1,BI$15-1,1,1)),OFFSET(Import.PLQ,$A49-1,BI$15-1,1,1))))","v":0}]
[34,"Nível",null,null,13,0,"1.9.","SERVIÇOS FINAIS","","",null,{"$f":"IF(L$13=\"\",0,CHOOSE(Detalhamento.OpçãoServiços,OFFSET(Import.PLQ,$A50-1,L$15-1,1,1),IF(ISNUMBER(INDEX(Import.PLE,Detalhamento!$E50,Detalhamento!L$15)),IF(INDEX(Import.PLE,Detalhamento!$E50,Detalhamento!L$15)<=mediçao,OFFSET(Import.PLQ,$A50-1,L$15-1,1,1),0),0),IF(ISNUMBER(INDEX(Import.PLE,Detalhamento!$E50,Detalhamento!L$15)),IF(INDEX(Import.PLE,Detalhamento!$E50,Detalhamento!L$15)<=mediçao,0,OFFSET(Import.PLQ,$A50-1,L$15-1,1,1)),OFFSET(Import.PLQ,$A50-1,L$15-1,1,1))))","v":0},{"$f":"IF(M$13=\"\",0,CHOOSE(Detalhamento.OpçãoServiços,OFFSET(Import.PLQ,$A50-1,M$15-1,1,1),IF(ISNUMBER(INDEX(Import.PLE,Detalhamento!$E50,Detalhamento!M$15)),IF(INDEX(Import.PLE,Detalhamento!$E50,Detalhamento!M$15)<=mediçao,OFFSET(Import.PLQ,$A50-1,M$15-1,1,1),0),0),IF(ISNUMBER(INDEX(Import.PLE,Detalhamento!$E50,Detalhamento!M$15)),IF(INDEX(Import.PLE,Detalhamento!$E50,Detalhamento!M$15)<=mediçao,0,OFFSET(Import.PLQ,$A50-1,M$15-1,1,1)),OFFSET(Import.PLQ,$A50-1,M$15-1,1,1))))","v":0},{"$f":"IF(N$13=\"\",0,CHOOSE(Detalhamento.OpçãoServiços,OFFSET(Import.PLQ,$A50-1,N$15-1,1,1),IF(ISNUMBER(INDEX(Import.PLE,Detalhamento!$E50,Detalhamento!N$15)),IF(INDEX(Import.PLE,Detalhamento!$E50,Detalhamento!N$15)<=mediçao,OFFSET(Import.PLQ,$A50-1,N$15-1,1,1),0),0),IF(ISNUMBER(INDEX(Import.PLE,Detalhamento!$E50,Detalhamento!N$15)),IF(INDEX(Import.PLE,Detalhamento!$E50,Detalhamento!N$15)<=mediçao,0,OFFSET(Import.PLQ,$A50-1,N$15-1,1,1)),OFFSET(Import.PLQ,$A50-1,N$15-1,1,1))))","v":0},{"$f":"IF(O$13=\"\",0,CHOOSE(Detalhamento.OpçãoServiços,OFFSET(Import.PLQ,$A50-1,O$15-1,1,1),IF(ISNUMBER(INDEX(Import.PLE,Detalhamento!$E50,Detalhamento!O$15)),IF(INDEX(Import.PLE,Detalhamento!$E50,Detalhamento!O$15)<=mediçao,OFFSET(Import.PLQ,$A50-1,O$15-1,1,1),0),0),IF(ISNUMBER(INDEX(Import.PLE,Detalhamento!$E50,Detalhamento!O$15)),IF(INDEX(Import.PLE,Detalhamento!$E50,Detalhamento!O$15)<=mediçao,0,OFFSET(Import.PLQ,$A50-1,O$15-1,1,1)),OFFSET(Import.PLQ,$A50-1,O$15-1,1,1))))","v":0},{"$f":"IF(P$13=\"\",0,CHOOSE(Detalhamento.OpçãoServiços,OFFSET(Import.PLQ,$A50-1,P$15-1,1,1),IF(ISNUMBER(INDEX(Import.PLE,Detalhamento!$E50,Detalhamento!P$15)),IF(INDEX(Import.PLE,Detalhamento!$E50,Detalhamento!P$15)<=mediçao,OFFSET(Import.PLQ,$A50-1,P$15-1,1,1),0),0),IF(ISNUMBER(INDEX(Import.PLE,Detalhamento!$E50,Detalhamento!P$15)),IF(INDEX(Import.PLE,Detalhamento!$E50,Detalhamento!P$15)<=mediçao,0,OFFSET(Import.PLQ,$A50-1,P$15-1,1,1)),OFFSET(Import.PLQ,$A50-1,P$15-1,1,1))))","v":0},{"$f":"IF(Q$13=\"\",0,CHOOSE(Detalhamento.OpçãoServiços,OFFSET(Import.PLQ,$A50-1,Q$15-1,1,1),IF(ISNUMBER(INDEX(Import.PLE,Detalhamento!$E50,Detalhamento!Q$15)),IF(INDEX(Import.PLE,Detalhamento!$E50,Detalhamento!Q$15)<=mediçao,OFFSET(Import.PLQ,$A50-1,Q$15-1,1,1),0),0),IF(ISNUMBER(INDEX(Import.PLE,Detalhamento!$E50,Detalhamento!Q$15)),IF(INDEX(Import.PLE,Detalhamento!$E50,Detalhamento!Q$15)<=mediçao,0,OFFSET(Import.PLQ,$A50-1,Q$15-1,1,1)),OFFSET(Import.PLQ,$A50-1,Q$15-1,1,1))))","v":0},{"$f":"IF(R$13=\"\",0,CHOOSE(Detalhamento.OpçãoServiços,OFFSET(Import.PLQ,$A50-1,R$15-1,1,1),IF(ISNUMBER(INDEX(Import.PLE,Detalhamento!$E50,Detalhamento!R$15)),IF(INDEX(Import.PLE,Detalhamento!$E50,Detalhamento!R$15)<=mediçao,OFFSET(Import.PLQ,$A50-1,R$15-1,1,1),0),0),IF(ISNUMBER(INDEX(Import.PLE,Detalhamento!$E50,Detalhamento!R$15)),IF(INDEX(Import.PLE,Detalhamento!$E50,Detalhamento!R$15)<=mediçao,0,OFFSET(Import.PLQ,$A50-1,R$15-1,1,1)),OFFSET(Import.PLQ,$A50-1,R$15-1,1,1))))","v":0},{"$f":"IF(S$13=\"\",0,CHOOSE(Detalhamento.OpçãoServiços,OFFSET(Import.PLQ,$A50-1,S$15-1,1,1),IF(ISNUMBER(INDEX(Import.PLE,Detalhamento!$E50,Detalhamento!S$15)),IF(INDEX(Import.PLE,Detalhamento!$E50,Detalhamento!S$15)<=mediçao,OFFSET(Import.PLQ,$A50-1,S$15-1,1,1),0),0),IF(ISNUMBER(INDEX(Import.PLE,Detalhamento!$E50,Detalhamento!S$15)),IF(INDEX(Import.PLE,Detalhamento!$E50,Detalhamento!S$15)<=mediçao,0,OFFSET(Import.PLQ,$A50-1,S$15-1,1,1)),OFFSET(Import.PLQ,$A50-1,S$15-1,1,1))))","v":0},{"$f":"IF(T$13=\"\",0,CHOOSE(Detalhamento.OpçãoServiços,OFFSET(Import.PLQ,$A50-1,T$15-1,1,1),IF(ISNUMBER(INDEX(Import.PLE,Detalhamento!$E50,Detalhamento!T$15)),IF(INDEX(Import.PLE,Detalhamento!$E50,Detalhamento!T$15)<=mediçao,OFFSET(Import.PLQ,$A50-1,T$15-1,1,1),0),0),IF(ISNUMBER(INDEX(Import.PLE,Detalhamento!$E50,Detalhamento!T$15)),IF(INDEX(Import.PLE,Detalhamento!$E50,Detalhamento!T$15)<=mediçao,0,OFFSET(Import.PLQ,$A50-1,T$15-1,1,1)),OFFSET(Import.PLQ,$A50-1,T$15-1,1,1))))","v":0},{"$f":"IF(U$13=\"\",0,CHOOSE(Detalhamento.OpçãoServiços,OFFSET(Import.PLQ,$A50-1,U$15-1,1,1),IF(ISNUMBER(INDEX(Import.PLE,Detalhamento!$E50,Detalhamento!U$15)),IF(INDEX(Import.PLE,Detalhamento!$E50,Detalhamento!U$15)<=mediçao,OFFSET(Import.PLQ,$A50-1,U$15-1,1,1),0),0),IF(ISNUMBER(INDEX(Import.PLE,Detalhamento!$E50,Detalhamento!U$15)),IF(INDEX(Import.PLE,Detalhamento!$E50,Detalhamento!U$15)<=mediçao,0,OFFSET(Import.PLQ,$A50-1,U$15-1,1,1)),OFFSET(Import.PLQ,$A50-1,U$15-1,1,1))))","v":0},{"$f":"IF(V$13=\"\",0,CHOOSE(Detalhamento.OpçãoServiços,OFFSET(Import.PLQ,$A50-1,V$15-1,1,1),IF(ISNUMBER(INDEX(Import.PLE,Detalhamento!$E50,Detalhamento!V$15)),IF(INDEX(Import.PLE,Detalhamento!$E50,Detalhamento!V$15)<=mediçao,OFFSET(Import.PLQ,$A50-1,V$15-1,1,1),0),0),IF(ISNUMBER(INDEX(Import.PLE,Detalhamento!$E50,Detalhamento!V$15)),IF(INDEX(Import.PLE,Detalhamento!$E50,Detalhamento!V$15)<=mediçao,0,OFFSET(Import.PLQ,$A50-1,V$15-1,1,1)),OFFSET(Import.PLQ,$A50-1,V$15-1,1,1))))","v":0},{"$f":"IF(W$13=\"\",0,CHOOSE(Detalhamento.OpçãoServiços,OFFSET(Import.PLQ,$A50-1,W$15-1,1,1),IF(ISNUMBER(INDEX(Import.PLE,Detalhamento!$E50,Detalhamento!W$15)),IF(INDEX(Import.PLE,Detalhamento!$E50,Detalhamento!W$15)<=mediçao,OFFSET(Import.PLQ,$A50-1,W$15-1,1,1),0),0),IF(ISNUMBER(INDEX(Import.PLE,Detalhamento!$E50,Detalhamento!W$15)),IF(INDEX(Import.PLE,Detalhamento!$E50,Detalhamento!W$15)<=mediçao,0,OFFSET(Import.PLQ,$A50-1,W$15-1,1,1)),OFFSET(Import.PLQ,$A50-1,W$15-1,1,1))))","v":0},{"$f":"IF(X$13=\"\",0,CHOOSE(Detalhamento.OpçãoServiços,OFFSET(Import.PLQ,$A50-1,X$15-1,1,1),IF(ISNUMBER(INDEX(Import.PLE,Detalhamento!$E50,Detalhamento!X$15)),IF(INDEX(Import.PLE,Detalhamento!$E50,Detalhamento!X$15)<=mediçao,OFFSET(Import.PLQ,$A50-1,X$15-1,1,1),0),0),IF(ISNUMBER(INDEX(Import.PLE,Detalhamento!$E50,Detalhamento!X$15)),IF(INDEX(Import.PLE,Detalhamento!$E50,Detalhamento!X$15)<=mediçao,0,OFFSET(Import.PLQ,$A50-1,X$15-1,1,1)),OFFSET(Import.PLQ,$A50-1,X$15-1,1,1))))","v":0},{"$f":"IF(Y$13=\"\",0,CHOOSE(Detalhamento.OpçãoServiços,OFFSET(Import.PLQ,$A50-1,Y$15-1,1,1),IF(ISNUMBER(INDEX(Import.PLE,Detalhamento!$E50,Detalhamento!Y$15)),IF(INDEX(Import.PLE,Detalhamento!$E50,Detalhamento!Y$15)<=mediçao,OFFSET(Import.PLQ,$A50-1,Y$15-1,1,1),0),0),IF(ISNUMBER(INDEX(Import.PLE,Detalhamento!$E50,Detalhamento!Y$15)),IF(INDEX(Import.PLE,Detalhamento!$E50,Detalhamento!Y$15)<=mediçao,0,OFFSET(Import.PLQ,$A50-1,Y$15-1,1,1)),OFFSET(Import.PLQ,$A50-1,Y$15-1,1,1))))","v":0},{"$f":"IF(Z$13=\"\",0,CHOOSE(Detalhamento.OpçãoServiços,OFFSET(Import.PLQ,$A50-1,Z$15-1,1,1),IF(ISNUMBER(INDEX(Import.PLE,Detalhamento!$E50,Detalhamento!Z$15)),IF(INDEX(Import.PLE,Detalhamento!$E50,Detalhamento!Z$15)<=mediçao,OFFSET(Import.PLQ,$A50-1,Z$15-1,1,1),0),0),IF(ISNUMBER(INDEX(Import.PLE,Detalhamento!$E50,Detalhamento!Z$15)),IF(INDEX(Import.PLE,Detalhamento!$E50,Detalhamento!Z$15)<=mediçao,0,OFFSET(Import.PLQ,$A50-1,Z$15-1,1,1)),OFFSET(Import.PLQ,$A50-1,Z$15-1,1,1))))","v":0},{"$f":"IF(AA$13=\"\",0,CHOOSE(Detalhamento.OpçãoServiços,OFFSET(Import.PLQ,$A50-1,AA$15-1,1,1),IF(ISNUMBER(INDEX(Import.PLE,Detalhamento!$E50,Detalhamento!AA$15)),IF(INDEX(Import.PLE,Detalhamento!$E50,Detalhamento!AA$15)<=mediçao,OFFSET(Import.PLQ,$A50-1,AA$15-1,1,1),0),0),IF(ISNUMBER(INDEX(Import.PLE,Detalhamento!$E50,Detalhamento!AA$15)),IF(INDEX(Import.PLE,Detalhamento!$E50,Detalhamento!AA$15)<=mediçao,0,OFFSET(Import.PLQ,$A50-1,AA$15-1,1,1)),OFFSET(Import.PLQ,$A50-1,AA$15-1,1,1))))","v":0},{"$f":"IF(AB$13=\"\",0,CHOOSE(Detalhamento.OpçãoServiços,OFFSET(Import.PLQ,$A50-1,AB$15-1,1,1),IF(ISNUMBER(INDEX(Import.PLE,Detalhamento!$E50,Detalhamento!AB$15)),IF(INDEX(Import.PLE,Detalhamento!$E50,Detalhamento!AB$15)<=mediçao,OFFSET(Import.PLQ,$A50-1,AB$15-1,1,1),0),0),IF(ISNUMBER(INDEX(Import.PLE,Detalhamento!$E50,Detalhamento!AB$15)),IF(INDEX(Import.PLE,Detalhamento!$E50,Detalhamento!AB$15)<=mediçao,0,OFFSET(Import.PLQ,$A50-1,AB$15-1,1,1)),OFFSET(Import.PLQ,$A50-1,AB$15-1,1,1))))","v":0},{"$f":"IF(AC$13=\"\",0,CHOOSE(Detalhamento.OpçãoServiços,OFFSET(Import.PLQ,$A50-1,AC$15-1,1,1),IF(ISNUMBER(INDEX(Import.PLE,Detalhamento!$E50,Detalhamento!AC$15)),IF(INDEX(Import.PLE,Detalhamento!$E50,Detalhamento!AC$15)<=mediçao,OFFSET(Import.PLQ,$A50-1,AC$15-1,1,1),0),0),IF(ISNUMBER(INDEX(Import.PLE,Detalhamento!$E50,Detalhamento!AC$15)),IF(INDEX(Import.PLE,Detalhamento!$E50,Detalhamento!AC$15)<=mediçao,0,OFFSET(Import.PLQ,$A50-1,AC$15-1,1,1)),OFFSET(Import.PLQ,$A50-1,AC$15-1,1,1))))","v":0},{"$f":"IF(AD$13=\"\",0,CHOOSE(Detalhamento.OpçãoServiços,OFFSET(Import.PLQ,$A50-1,AD$15-1,1,1),IF(ISNUMBER(INDEX(Import.PLE,Detalhamento!$E50,Detalhamento!AD$15)),IF(INDEX(Import.PLE,Detalhamento!$E50,Detalhamento!AD$15)<=mediçao,OFFSET(Import.PLQ,$A50-1,AD$15-1,1,1),0),0),IF(ISNUMBER(INDEX(Import.PLE,Detalhamento!$E50,Detalhamento!AD$15)),IF(INDEX(Import.PLE,Detalhamento!$E50,Detalhamento!AD$15)<=mediçao,0,OFFSET(Import.PLQ,$A50-1,AD$15-1,1,1)),OFFSET(Import.PLQ,$A50-1,AD$15-1,1,1))))","v":0},{"$f":"IF(AE$13=\"\",0,CHOOSE(Detalhamento.OpçãoServiços,OFFSET(Import.PLQ,$A50-1,AE$15-1,1,1),IF(ISNUMBER(INDEX(Import.PLE,Detalhamento!$E50,Detalhamento!AE$15)),IF(INDEX(Import.PLE,Detalhamento!$E50,Detalhamento!AE$15)<=mediçao,OFFSET(Import.PLQ,$A50-1,AE$15-1,1,1),0),0),IF(ISNUMBER(INDEX(Import.PLE,Detalhamento!$E50,Detalhamento!AE$15)),IF(INDEX(Import.PLE,Detalhamento!$E50,Detalhamento!AE$15)<=mediçao,0,OFFSET(Import.PLQ,$A50-1,AE$15-1,1,1)),OFFSET(Import.PLQ,$A50-1,AE$15-1,1,1))))","v":0},{"$f":"IF(AF$13=\"\",0,CHOOSE(Detalhamento.OpçãoServiços,OFFSET(Import.PLQ,$A50-1,AF$15-1,1,1),IF(ISNUMBER(INDEX(Import.PLE,Detalhamento!$E50,Detalhamento!AF$15)),IF(INDEX(Import.PLE,Detalhamento!$E50,Detalhamento!AF$15)<=mediçao,OFFSET(Import.PLQ,$A50-1,AF$15-1,1,1),0),0),IF(ISNUMBER(INDEX(Import.PLE,Detalhamento!$E50,Detalhamento!AF$15)),IF(INDEX(Import.PLE,Detalhamento!$E50,Detalhamento!AF$15)<=mediçao,0,OFFSET(Import.PLQ,$A50-1,AF$15-1,1,1)),OFFSET(Import.PLQ,$A50-1,AF$15-1,1,1))))","v":0},{"$f":"IF(AG$13=\"\",0,CHOOSE(Detalhamento.OpçãoServiços,OFFSET(Import.PLQ,$A50-1,AG$15-1,1,1),IF(ISNUMBER(INDEX(Import.PLE,Detalhamento!$E50,Detalhamento!AG$15)),IF(INDEX(Import.PLE,Detalhamento!$E50,Detalhamento!AG$15)<=mediçao,OFFSET(Import.PLQ,$A50-1,AG$15-1,1,1),0),0),IF(ISNUMBER(INDEX(Import.PLE,Detalhamento!$E50,Detalhamento!AG$15)),IF(INDEX(Import.PLE,Detalhamento!$E50,Detalhamento!AG$15)<=mediçao,0,OFFSET(Import.PLQ,$A50-1,AG$15-1,1,1)),OFFSET(Import.PLQ,$A50-1,AG$15-1,1,1))))","v":0},{"$f":"IF(AH$13=\"\",0,CHOOSE(Detalhamento.OpçãoServiços,OFFSET(Import.PLQ,$A50-1,AH$15-1,1,1),IF(ISNUMBER(INDEX(Import.PLE,Detalhamento!$E50,Detalhamento!AH$15)),IF(INDEX(Import.PLE,Detalhamento!$E50,Detalhamento!AH$15)<=mediçao,OFFSET(Import.PLQ,$A50-1,AH$15-1,1,1),0),0),IF(ISNUMBER(INDEX(Import.PLE,Detalhamento!$E50,Detalhamento!AH$15)),IF(INDEX(Import.PLE,Detalhamento!$E50,Detalhamento!AH$15)<=mediçao,0,OFFSET(Import.PLQ,$A50-1,AH$15-1,1,1)),OFFSET(Import.PLQ,$A50-1,AH$15-1,1,1))))","v":0},{"$f":"IF(AI$13=\"\",0,CHOOSE(Detalhamento.OpçãoServiços,OFFSET(Import.PLQ,$A50-1,AI$15-1,1,1),IF(ISNUMBER(INDEX(Import.PLE,Detalhamento!$E50,Detalhamento!AI$15)),IF(INDEX(Import.PLE,Detalhamento!$E50,Detalhamento!AI$15)<=mediçao,OFFSET(Import.PLQ,$A50-1,AI$15-1,1,1),0),0),IF(ISNUMBER(INDEX(Import.PLE,Detalhamento!$E50,Detalhamento!AI$15)),IF(INDEX(Import.PLE,Detalhamento!$E50,Detalhamento!AI$15)<=mediçao,0,OFFSET(Import.PLQ,$A50-1,AI$15-1,1,1)),OFFSET(Import.PLQ,$A50-1,AI$15-1,1,1))))","v":0},{"$f":"IF(AJ$13=\"\",0,CHOOSE(Detalhamento.OpçãoServiços,OFFSET(Import.PLQ,$A50-1,AJ$15-1,1,1),IF(ISNUMBER(INDEX(Import.PLE,Detalhamento!$E50,Detalhamento!AJ$15)),IF(INDEX(Import.PLE,Detalhamento!$E50,Detalhamento!AJ$15)<=mediçao,OFFSET(Import.PLQ,$A50-1,AJ$15-1,1,1),0),0),IF(ISNUMBER(INDEX(Import.PLE,Detalhamento!$E50,Detalhamento!AJ$15)),IF(INDEX(Import.PLE,Detalhamento!$E50,Detalhamento!AJ$15)<=mediçao,0,OFFSET(Import.PLQ,$A50-1,AJ$15-1,1,1)),OFFSET(Import.PLQ,$A50-1,AJ$15-1,1,1))))","v":0},{"$f":"IF(AK$13=\"\",0,CHOOSE(Detalhamento.OpçãoServiços,OFFSET(Import.PLQ,$A50-1,AK$15-1,1,1),IF(ISNUMBER(INDEX(Import.PLE,Detalhamento!$E50,Detalhamento!AK$15)),IF(INDEX(Import.PLE,Detalhamento!$E50,Detalhamento!AK$15)<=mediçao,OFFSET(Import.PLQ,$A50-1,AK$15-1,1,1),0),0),IF(ISNUMBER(INDEX(Import.PLE,Detalhamento!$E50,Detalhamento!AK$15)),IF(INDEX(Import.PLE,Detalhamento!$E50,Detalhamento!AK$15)<=mediçao,0,OFFSET(Import.PLQ,$A50-1,AK$15-1,1,1)),OFFSET(Import.PLQ,$A50-1,AK$15-1,1,1))))","v":0},{"$f":"IF(AL$13=\"\",0,CHOOSE(Detalhamento.OpçãoServiços,OFFSET(Import.PLQ,$A50-1,AL$15-1,1,1),IF(ISNUMBER(INDEX(Import.PLE,Detalhamento!$E50,Detalhamento!AL$15)),IF(INDEX(Import.PLE,Detalhamento!$E50,Detalhamento!AL$15)<=mediçao,OFFSET(Import.PLQ,$A50-1,AL$15-1,1,1),0),0),IF(ISNUMBER(INDEX(Import.PLE,Detalhamento!$E50,Detalhamento!AL$15)),IF(INDEX(Import.PLE,Detalhamento!$E50,Detalhamento!AL$15)<=mediçao,0,OFFSET(Import.PLQ,$A50-1,AL$15-1,1,1)),OFFSET(Import.PLQ,$A50-1,AL$15-1,1,1))))","v":0},{"$f":"IF(AM$13=\"\",0,CHOOSE(Detalhamento.OpçãoServiços,OFFSET(Import.PLQ,$A50-1,AM$15-1,1,1),IF(ISNUMBER(INDEX(Import.PLE,Detalhamento!$E50,Detalhamento!AM$15)),IF(INDEX(Import.PLE,Detalhamento!$E50,Detalhamento!AM$15)<=mediçao,OFFSET(Import.PLQ,$A50-1,AM$15-1,1,1),0),0),IF(ISNUMBER(INDEX(Import.PLE,Detalhamento!$E50,Detalhamento!AM$15)),IF(INDEX(Import.PLE,Detalhamento!$E50,Detalhamento!AM$15)<=mediçao,0,OFFSET(Import.PLQ,$A50-1,AM$15-1,1,1)),OFFSET(Import.PLQ,$A50-1,AM$15-1,1,1))))","v":0},{"$f":"IF(AN$13=\"\",0,CHOOSE(Detalhamento.OpçãoServiços,OFFSET(Import.PLQ,$A50-1,AN$15-1,1,1),IF(ISNUMBER(INDEX(Import.PLE,Detalhamento!$E50,Detalhamento!AN$15)),IF(INDEX(Import.PLE,Detalhamento!$E50,Detalhamento!AN$15)<=mediçao,OFFSET(Import.PLQ,$A50-1,AN$15-1,1,1),0),0),IF(ISNUMBER(INDEX(Import.PLE,Detalhamento!$E50,Detalhamento!AN$15)),IF(INDEX(Import.PLE,Detalhamento!$E50,Detalhamento!AN$15)<=mediçao,0,OFFSET(Import.PLQ,$A50-1,AN$15-1,1,1)),OFFSET(Import.PLQ,$A50-1,AN$15-1,1,1))))","v":0},{"$f":"IF(AO$13=\"\",0,CHOOSE(Detalhamento.OpçãoServiços,OFFSET(Import.PLQ,$A50-1,AO$15-1,1,1),IF(ISNUMBER(INDEX(Import.PLE,Detalhamento!$E50,Detalhamento!AO$15)),IF(INDEX(Import.PLE,Detalhamento!$E50,Detalhamento!AO$15)<=mediçao,OFFSET(Import.PLQ,$A50-1,AO$15-1,1,1),0),0),IF(ISNUMBER(INDEX(Import.PLE,Detalhamento!$E50,Detalhamento!AO$15)),IF(INDEX(Import.PLE,Detalhamento!$E50,Detalhamento!AO$15)<=mediçao,0,OFFSET(Import.PLQ,$A50-1,AO$15-1,1,1)),OFFSET(Import.PLQ,$A50-1,AO$15-1,1,1))))","v":0},{"$f":"IF(AP$13=\"\",0,CHOOSE(Detalhamento.OpçãoServiços,OFFSET(Import.PLQ,$A50-1,AP$15-1,1,1),IF(ISNUMBER(INDEX(Import.PLE,Detalhamento!$E50,Detalhamento!AP$15)),IF(INDEX(Import.PLE,Detalhamento!$E50,Detalhamento!AP$15)<=mediçao,OFFSET(Import.PLQ,$A50-1,AP$15-1,1,1),0),0),IF(ISNUMBER(INDEX(Import.PLE,Detalhamento!$E50,Detalhamento!AP$15)),IF(INDEX(Import.PLE,Detalhamento!$E50,Detalhamento!AP$15)<=mediçao,0,OFFSET(Import.PLQ,$A50-1,AP$15-1,1,1)),OFFSET(Import.PLQ,$A50-1,AP$15-1,1,1))))","v":0},{"$f":"IF(AQ$13=\"\",0,CHOOSE(Detalhamento.OpçãoServiços,OFFSET(Import.PLQ,$A50-1,AQ$15-1,1,1),IF(ISNUMBER(INDEX(Import.PLE,Detalhamento!$E50,Detalhamento!AQ$15)),IF(INDEX(Import.PLE,Detalhamento!$E50,Detalhamento!AQ$15)<=mediçao,OFFSET(Import.PLQ,$A50-1,AQ$15-1,1,1),0),0),IF(ISNUMBER(INDEX(Import.PLE,Detalhamento!$E50,Detalhamento!AQ$15)),IF(INDEX(Import.PLE,Detalhamento!$E50,Detalhamento!AQ$15)<=mediçao,0,OFFSET(Import.PLQ,$A50-1,AQ$15-1,1,1)),OFFSET(Import.PLQ,$A50-1,AQ$15-1,1,1))))","v":0},{"$f":"IF(AR$13=\"\",0,CHOOSE(Detalhamento.OpçãoServiços,OFFSET(Import.PLQ,$A50-1,AR$15-1,1,1),IF(ISNUMBER(INDEX(Import.PLE,Detalhamento!$E50,Detalhamento!AR$15)),IF(INDEX(Import.PLE,Detalhamento!$E50,Detalhamento!AR$15)<=mediçao,OFFSET(Import.PLQ,$A50-1,AR$15-1,1,1),0),0),IF(ISNUMBER(INDEX(Import.PLE,Detalhamento!$E50,Detalhamento!AR$15)),IF(INDEX(Import.PLE,Detalhamento!$E50,Detalhamento!AR$15)<=mediçao,0,OFFSET(Import.PLQ,$A50-1,AR$15-1,1,1)),OFFSET(Import.PLQ,$A50-1,AR$15-1,1,1))))","v":0},{"$f":"IF(AS$13=\"\",0,CHOOSE(Detalhamento.OpçãoServiços,OFFSET(Import.PLQ,$A50-1,AS$15-1,1,1),IF(ISNUMBER(INDEX(Import.PLE,Detalhamento!$E50,Detalhamento!AS$15)),IF(INDEX(Import.PLE,Detalhamento!$E50,Detalhamento!AS$15)<=mediçao,OFFSET(Import.PLQ,$A50-1,AS$15-1,1,1),0),0),IF(ISNUMBER(INDEX(Import.PLE,Detalhamento!$E50,Detalhamento!AS$15)),IF(INDEX(Import.PLE,Detalhamento!$E50,Detalhamento!AS$15)<=mediçao,0,OFFSET(Import.PLQ,$A50-1,AS$15-1,1,1)),OFFSET(Import.PLQ,$A50-1,AS$15-1,1,1))))","v":0},{"$f":"IF(AT$13=\"\",0,CHOOSE(Detalhamento.OpçãoServiços,OFFSET(Import.PLQ,$A50-1,AT$15-1,1,1),IF(ISNUMBER(INDEX(Import.PLE,Detalhamento!$E50,Detalhamento!AT$15)),IF(INDEX(Import.PLE,Detalhamento!$E50,Detalhamento!AT$15)<=mediçao,OFFSET(Import.PLQ,$A50-1,AT$15-1,1,1),0),0),IF(ISNUMBER(INDEX(Import.PLE,Detalhamento!$E50,Detalhamento!AT$15)),IF(INDEX(Import.PLE,Detalhamento!$E50,Detalhamento!AT$15)<=mediçao,0,OFFSET(Import.PLQ,$A50-1,AT$15-1,1,1)),OFFSET(Import.PLQ,$A50-1,AT$15-1,1,1))))","v":0},{"$f":"IF(AU$13=\"\",0,CHOOSE(Detalhamento.OpçãoServiços,OFFSET(Import.PLQ,$A50-1,AU$15-1,1,1),IF(ISNUMBER(INDEX(Import.PLE,Detalhamento!$E50,Detalhamento!AU$15)),IF(INDEX(Import.PLE,Detalhamento!$E50,Detalhamento!AU$15)<=mediçao,OFFSET(Import.PLQ,$A50-1,AU$15-1,1,1),0),0),IF(ISNUMBER(INDEX(Import.PLE,Detalhamento!$E50,Detalhamento!AU$15)),IF(INDEX(Import.PLE,Detalhamento!$E50,Detalhamento!AU$15)<=mediçao,0,OFFSET(Import.PLQ,$A50-1,AU$15-1,1,1)),OFFSET(Import.PLQ,$A50-1,AU$15-1,1,1))))","v":0},{"$f":"IF(AV$13=\"\",0,CHOOSE(Detalhamento.OpçãoServiços,OFFSET(Import.PLQ,$A50-1,AV$15-1,1,1),IF(ISNUMBER(INDEX(Import.PLE,Detalhamento!$E50,Detalhamento!AV$15)),IF(INDEX(Import.PLE,Detalhamento!$E50,Detalhamento!AV$15)<=mediçao,OFFSET(Import.PLQ,$A50-1,AV$15-1,1,1),0),0),IF(ISNUMBER(INDEX(Import.PLE,Detalhamento!$E50,Detalhamento!AV$15)),IF(INDEX(Import.PLE,Detalhamento!$E50,Detalhamento!AV$15)<=mediçao,0,OFFSET(Import.PLQ,$A50-1,AV$15-1,1,1)),OFFSET(Import.PLQ,$A50-1,AV$15-1,1,1))))","v":0},{"$f":"IF(AW$13=\"\",0,CHOOSE(Detalhamento.OpçãoServiços,OFFSET(Import.PLQ,$A50-1,AW$15-1,1,1),IF(ISNUMBER(INDEX(Import.PLE,Detalhamento!$E50,Detalhamento!AW$15)),IF(INDEX(Import.PLE,Detalhamento!$E50,Detalhamento!AW$15)<=mediçao,OFFSET(Import.PLQ,$A50-1,AW$15-1,1,1),0),0),IF(ISNUMBER(INDEX(Import.PLE,Detalhamento!$E50,Detalhamento!AW$15)),IF(INDEX(Import.PLE,Detalhamento!$E50,Detalhamento!AW$15)<=mediçao,0,OFFSET(Import.PLQ,$A50-1,AW$15-1,1,1)),OFFSET(Import.PLQ,$A50-1,AW$15-1,1,1))))","v":0},{"$f":"IF(AX$13=\"\",0,CHOOSE(Detalhamento.OpçãoServiços,OFFSET(Import.PLQ,$A50-1,AX$15-1,1,1),IF(ISNUMBER(INDEX(Import.PLE,Detalhamento!$E50,Detalhamento!AX$15)),IF(INDEX(Import.PLE,Detalhamento!$E50,Detalhamento!AX$15)<=mediçao,OFFSET(Import.PLQ,$A50-1,AX$15-1,1,1),0),0),IF(ISNUMBER(INDEX(Import.PLE,Detalhamento!$E50,Detalhamento!AX$15)),IF(INDEX(Import.PLE,Detalhamento!$E50,Detalhamento!AX$15)<=mediçao,0,OFFSET(Import.PLQ,$A50-1,AX$15-1,1,1)),OFFSET(Import.PLQ,$A50-1,AX$15-1,1,1))))","v":0},{"$f":"IF(AY$13=\"\",0,CHOOSE(Detalhamento.OpçãoServiços,OFFSET(Import.PLQ,$A50-1,AY$15-1,1,1),IF(ISNUMBER(INDEX(Import.PLE,Detalhamento!$E50,Detalhamento!AY$15)),IF(INDEX(Import.PLE,Detalhamento!$E50,Detalhamento!AY$15)<=mediçao,OFFSET(Import.PLQ,$A50-1,AY$15-1,1,1),0),0),IF(ISNUMBER(INDEX(Import.PLE,Detalhamento!$E50,Detalhamento!AY$15)),IF(INDEX(Import.PLE,Detalhamento!$E50,Detalhamento!AY$15)<=mediçao,0,OFFSET(Import.PLQ,$A50-1,AY$15-1,1,1)),OFFSET(Import.PLQ,$A50-1,AY$15-1,1,1))))","v":0},{"$f":"IF(AZ$13=\"\",0,CHOOSE(Detalhamento.OpçãoServiços,OFFSET(Import.PLQ,$A50-1,AZ$15-1,1,1),IF(ISNUMBER(INDEX(Import.PLE,Detalhamento!$E50,Detalhamento!AZ$15)),IF(INDEX(Import.PLE,Detalhamento!$E50,Detalhamento!AZ$15)<=mediçao,OFFSET(Import.PLQ,$A50-1,AZ$15-1,1,1),0),0),IF(ISNUMBER(INDEX(Import.PLE,Detalhamento!$E50,Detalhamento!AZ$15)),IF(INDEX(Import.PLE,Detalhamento!$E50,Detalhamento!AZ$15)<=mediçao,0,OFFSET(Import.PLQ,$A50-1,AZ$15-1,1,1)),OFFSET(Import.PLQ,$A50-1,AZ$15-1,1,1))))","v":0},{"$f":"IF(BA$13=\"\",0,CHOOSE(Detalhamento.OpçãoServiços,OFFSET(Import.PLQ,$A50-1,BA$15-1,1,1),IF(ISNUMBER(INDEX(Import.PLE,Detalhamento!$E50,Detalhamento!BA$15)),IF(INDEX(Import.PLE,Detalhamento!$E50,Detalhamento!BA$15)<=mediçao,OFFSET(Import.PLQ,$A50-1,BA$15-1,1,1),0),0),IF(ISNUMBER(INDEX(Import.PLE,Detalhamento!$E50,Detalhamento!BA$15)),IF(INDEX(Import.PLE,Detalhamento!$E50,Detalhamento!BA$15)<=mediçao,0,OFFSET(Import.PLQ,$A50-1,BA$15-1,1,1)),OFFSET(Import.PLQ,$A50-1,BA$15-1,1,1))))","v":0},{"$f":"IF(BB$13=\"\",0,CHOOSE(Detalhamento.OpçãoServiços,OFFSET(Import.PLQ,$A50-1,BB$15-1,1,1),IF(ISNUMBER(INDEX(Import.PLE,Detalhamento!$E50,Detalhamento!BB$15)),IF(INDEX(Import.PLE,Detalhamento!$E50,Detalhamento!BB$15)<=mediçao,OFFSET(Import.PLQ,$A50-1,BB$15-1,1,1),0),0),IF(ISNUMBER(INDEX(Import.PLE,Detalhamento!$E50,Detalhamento!BB$15)),IF(INDEX(Import.PLE,Detalhamento!$E50,Detalhamento!BB$15)<=mediçao,0,OFFSET(Import.PLQ,$A50-1,BB$15-1,1,1)),OFFSET(Import.PLQ,$A50-1,BB$15-1,1,1))))","v":0},{"$f":"IF(BC$13=\"\",0,CHOOSE(Detalhamento.OpçãoServiços,OFFSET(Import.PLQ,$A50-1,BC$15-1,1,1),IF(ISNUMBER(INDEX(Import.PLE,Detalhamento!$E50,Detalhamento!BC$15)),IF(INDEX(Import.PLE,Detalhamento!$E50,Detalhamento!BC$15)<=mediçao,OFFSET(Import.PLQ,$A50-1,BC$15-1,1,1),0),0),IF(ISNUMBER(INDEX(Import.PLE,Detalhamento!$E50,Detalhamento!BC$15)),IF(INDEX(Import.PLE,Detalhamento!$E50,Detalhamento!BC$15)<=mediçao,0,OFFSET(Import.PLQ,$A50-1,BC$15-1,1,1)),OFFSET(Import.PLQ,$A50-1,BC$15-1,1,1))))","v":0},{"$f":"IF(BD$13=\"\",0,CHOOSE(Detalhamento.OpçãoServiços,OFFSET(Import.PLQ,$A50-1,BD$15-1,1,1),IF(ISNUMBER(INDEX(Import.PLE,Detalhamento!$E50,Detalhamento!BD$15)),IF(INDEX(Import.PLE,Detalhamento!$E50,Detalhamento!BD$15)<=mediçao,OFFSET(Import.PLQ,$A50-1,BD$15-1,1,1),0),0),IF(ISNUMBER(INDEX(Import.PLE,Detalhamento!$E50,Detalhamento!BD$15)),IF(INDEX(Import.PLE,Detalhamento!$E50,Detalhamento!BD$15)<=mediçao,0,OFFSET(Import.PLQ,$A50-1,BD$15-1,1,1)),OFFSET(Import.PLQ,$A50-1,BD$15-1,1,1))))","v":0},{"$f":"IF(BE$13=\"\",0,CHOOSE(Detalhamento.OpçãoServiços,OFFSET(Import.PLQ,$A50-1,BE$15-1,1,1),IF(ISNUMBER(INDEX(Import.PLE,Detalhamento!$E50,Detalhamento!BE$15)),IF(INDEX(Import.PLE,Detalhamento!$E50,Detalhamento!BE$15)<=mediçao,OFFSET(Import.PLQ,$A50-1,BE$15-1,1,1),0),0),IF(ISNUMBER(INDEX(Import.PLE,Detalhamento!$E50,Detalhamento!BE$15)),IF(INDEX(Import.PLE,Detalhamento!$E50,Detalhamento!BE$15)<=mediçao,0,OFFSET(Import.PLQ,$A50-1,BE$15-1,1,1)),OFFSET(Import.PLQ,$A50-1,BE$15-1,1,1))))","v":0},{"$f":"IF(BF$13=\"\",0,CHOOSE(Detalhamento.OpçãoServiços,OFFSET(Import.PLQ,$A50-1,BF$15-1,1,1),IF(ISNUMBER(INDEX(Import.PLE,Detalhamento!$E50,Detalhamento!BF$15)),IF(INDEX(Import.PLE,Detalhamento!$E50,Detalhamento!BF$15)<=mediçao,OFFSET(Import.PLQ,$A50-1,BF$15-1,1,1),0),0),IF(ISNUMBER(INDEX(Import.PLE,Detalhamento!$E50,Detalhamento!BF$15)),IF(INDEX(Import.PLE,Detalhamento!$E50,Detalhamento!BF$15)<=mediçao,0,OFFSET(Import.PLQ,$A50-1,BF$15-1,1,1)),OFFSET(Import.PLQ,$A50-1,BF$15-1,1,1))))","v":0},{"$f":"IF(BG$13=\"\",0,CHOOSE(Detalhamento.OpçãoServiços,OFFSET(Import.PLQ,$A50-1,BG$15-1,1,1),IF(ISNUMBER(INDEX(Import.PLE,Detalhamento!$E50,Detalhamento!BG$15)),IF(INDEX(Import.PLE,Detalhamento!$E50,Detalhamento!BG$15)<=mediçao,OFFSET(Import.PLQ,$A50-1,BG$15-1,1,1),0),0),IF(ISNUMBER(INDEX(Import.PLE,Detalhamento!$E50,Detalhamento!BG$15)),IF(INDEX(Import.PLE,Detalhamento!$E50,Detalhamento!BG$15)<=mediçao,0,OFFSET(Import.PLQ,$A50-1,BG$15-1,1,1)),OFFSET(Import.PLQ,$A50-1,BG$15-1,1,1))))","v":0},{"$f":"IF(BH$13=\"\",0,CHOOSE(Detalhamento.OpçãoServiços,OFFSET(Import.PLQ,$A50-1,BH$15-1,1,1),IF(ISNUMBER(INDEX(Import.PLE,Detalhamento!$E50,Detalhamento!BH$15)),IF(INDEX(Import.PLE,Detalhamento!$E50,Detalhamento!BH$15)<=mediçao,OFFSET(Import.PLQ,$A50-1,BH$15-1,1,1),0),0),IF(ISNUMBER(INDEX(Import.PLE,Detalhamento!$E50,Detalhamento!BH$15)),IF(INDEX(Import.PLE,Detalhamento!$E50,Detalhamento!BH$15)<=mediçao,0,OFFSET(Import.PLQ,$A50-1,BH$15-1,1,1)),OFFSET(Import.PLQ,$A50-1,BH$15-1,1,1))))","v":0},{"$f":"IF(BI$13=\"\",0,CHOOSE(Detalhamento.OpçãoServiços,OFFSET(Import.PLQ,$A50-1,BI$15-1,1,1),IF(ISNUMBER(INDEX(Import.PLE,Detalhamento!$E50,Detalhamento!BI$15)),IF(INDEX(Import.PLE,Detalhamento!$E50,Detalhamento!BI$15)<=mediçao,OFFSET(Import.PLQ,$A50-1,BI$15-1,1,1),0),0),IF(ISNUMBER(INDEX(Import.PLE,Detalhamento!$E50,Detalhamento!BI$15)),IF(INDEX(Import.PLE,Detalhamento!$E50,Detalhamento!BI$15)<=mediçao,0,OFFSET(Import.PLQ,$A50-1,BI$15-1,1,1)),OFFSET(Import.PLQ,$A50-1,BI$15-1,1,1))))","v":0}]
[22,{"$f":"OFFSET(LIorçamento,$A51-1,B$16,1,1)","v":"Serviço"},null,null,{"$f":"OFFSET(LIorçamento,$A51-1,E$16,1,1)","v":9},{"$f":"CHOOSE($B$8,IF(OR(Nível=\"Serviço\",Nível=\"Evento\"),E51*10^4+IF(Nível<>\"Evento\",A51,0),0),IF(Nível<>\"Evento\",A51,0))","v":90022},"1.5.2.","PISO EM CONCRETO POLIDO 20MPA PREPARO MECANICO, ESPESSURA 7 CM, COM ARMACAO EM TELA SOLDADA",{"$f":"IF(OR(Nível=\"Serviço\",Nível=\"evento\"),OFFSET(LIorçamento,$A51-1,I$16,1,1),\"\")","v":"M2"},{"$f":"IF(OR(Nível=\"Serviço\",Nível=\"evento\"),SUM(L51:BI51),\"\")","v":1032.48},null,{"$f":"IF(L$13=\"\",0,CHOOSE(Detalhamento.OpçãoServiços,OFFSET(Import.PLQ,$A51-1,L$15-1,1,1),IF(ISNUMBER(INDEX(Import.PLE,Detalhamento!$E51,Detalhamento!L$15)),IF(INDEX(Import.PLE,Detalhamento!$E51,Detalhamento!L$15)<=mediçao,OFFSET(Import.PLQ,$A51-1,L$15-1,1,1),0),0),IF(ISNUMBER(INDEX(Import.PLE,Detalhamento!$E51,Detalhamento!L$15)),IF(INDEX(Import.PLE,Detalhamento!$E51,Detalhamento!L$15)<=mediçao,0,OFFSET(Import.PLQ,$A51-1,L$15-1,1,1)),OFFSET(Import.PLQ,$A51-1,L$15-1,1,1))))","v":0},{"$f":"IF(M$13=\"\",0,CHOOSE(Detalhamento.OpçãoServiços,OFFSET(Import.PLQ,$A51-1,M$15-1,1,1),IF(ISNUMBER(INDEX(Import.PLE,Detalhamento!$E51,Detalhamento!M$15)),IF(INDEX(Import.PLE,Detalhamento!$E51,Detalhamento!M$15)<=mediçao,OFFSET(Import.PLQ,$A51-1,M$15-1,1,1),0),0),IF(ISNUMBER(INDEX(Import.PLE,Detalhamento!$E51,Detalhamento!M$15)),IF(INDEX(Import.PLE,Detalhamento!$E51,Detalhamento!M$15)<=mediçao,0,OFFSET(Import.PLQ,$A51-1,M$15-1,1,1)),OFFSET(Import.PLQ,$A51-1,M$15-1,1,1))))","v":0},{"$f":"IF(N$13=\"\",0,CHOOSE(Detalhamento.OpçãoServiços,OFFSET(Import.PLQ,$A51-1,N$15-1,1,1),IF(ISNUMBER(INDEX(Import.PLE,Detalhamento!$E51,Detalhamento!N$15)),IF(INDEX(Import.PLE,Detalhamento!$E51,Detalhamento!N$15)<=mediçao,OFFSET(Import.PLQ,$A51-1,N$15-1,1,1),0),0),IF(ISNUMBER(INDEX(Import.PLE,Detalhamento!$E51,Detalhamento!N$15)),IF(INDEX(Import.PLE,Detalhamento!$E51,Detalhamento!N$15)<=mediçao,0,OFFSET(Import.PLQ,$A51-1,N$15-1,1,1)),OFFSET(Import.PLQ,$A51-1,N$15-1,1,1))))","v":0},{"$f":"IF(O$13=\"\",0,CHOOSE(Detalhamento.OpçãoServiços,OFFSET(Import.PLQ,$A51-1,O$15-1,1,1),IF(ISNUMBER(INDEX(Import.PLE,Detalhamento!$E51,Detalhamento!O$15)),IF(INDEX(Import.PLE,Detalhamento!$E51,Detalhamento!O$15)<=mediçao,OFFSET(Import.PLQ,$A51-1,O$15-1,1,1),0),0),IF(ISNUMBER(INDEX(Import.PLE,Detalhamento!$E51,Detalhamento!O$15)),IF(INDEX(Import.PLE,Detalhamento!$E51,Detalhamento!O$15)<=mediçao,0,OFFSET(Import.PLQ,$A51-1,O$15-1,1,1)),OFFSET(Import.PLQ,$A51-1,O$15-1,1,1))))","v":1032.48},{"$f":"IF(P$13=\"\",0,CHOOSE(Detalhamento.OpçãoServiços,OFFSET(Import.PLQ,$A51-1,P$15-1,1,1),IF(ISNUMBER(INDEX(Import.PLE,Detalhamento!$E51,Detalhamento!P$15)),IF(INDEX(Import.PLE,Detalhamento!$E51,Detalhamento!P$15)<=mediçao,OFFSET(Import.PLQ,$A51-1,P$15-1,1,1),0),0),IF(ISNUMBER(INDEX(Import.PLE,Detalhamento!$E51,Detalhamento!P$15)),IF(INDEX(Import.PLE,Detalhamento!$E51,Detalhamento!P$15)<=mediçao,0,OFFSET(Import.PLQ,$A51-1,P$15-1,1,1)),OFFSET(Import.PLQ,$A51-1,P$15-1,1,1))))","v":0},{"$f":"IF(Q$13=\"\",0,CHOOSE(Detalhamento.OpçãoServiços,OFFSET(Import.PLQ,$A51-1,Q$15-1,1,1),IF(ISNUMBER(INDEX(Import.PLE,Detalhamento!$E51,Detalhamento!Q$15)),IF(INDEX(Import.PLE,Detalhamento!$E51,Detalhamento!Q$15)<=mediçao,OFFSET(Import.PLQ,$A51-1,Q$15-1,1,1),0),0),IF(ISNUMBER(INDEX(Import.PLE,Detalhamento!$E51,Detalhamento!Q$15)),IF(INDEX(Import.PLE,Detalhamento!$E51,Detalhamento!Q$15)<=mediçao,0,OFFSET(Import.PLQ,$A51-1,Q$15-1,1,1)),OFFSET(Import.PLQ,$A51-1,Q$15-1,1,1))))","v":0},{"$f":"IF(R$13=\"\",0,CHOOSE(Detalhamento.OpçãoServiços,OFFSET(Import.PLQ,$A51-1,R$15-1,1,1),IF(ISNUMBER(INDEX(Import.PLE,Detalhamento!$E51,Detalhamento!R$15)),IF(INDEX(Import.PLE,Detalhamento!$E51,Detalhamento!R$15)<=mediçao,OFFSET(Import.PLQ,$A51-1,R$15-1,1,1),0),0),IF(ISNUMBER(INDEX(Import.PLE,Detalhamento!$E51,Detalhamento!R$15)),IF(INDEX(Import.PLE,Detalhamento!$E51,Detalhamento!R$15)<=mediçao,0,OFFSET(Import.PLQ,$A51-1,R$15-1,1,1)),OFFSET(Import.PLQ,$A51-1,R$15-1,1,1))))","v":0},{"$f":"IF(S$13=\"\",0,CHOOSE(Detalhamento.OpçãoServiços,OFFSET(Import.PLQ,$A51-1,S$15-1,1,1),IF(ISNUMBER(INDEX(Import.PLE,Detalhamento!$E51,Detalhamento!S$15)),IF(INDEX(Import.PLE,Detalhamento!$E51,Detalhamento!S$15)<=mediçao,OFFSET(Import.PLQ,$A51-1,S$15-1,1,1),0),0),IF(ISNUMBER(INDEX(Import.PLE,Detalhamento!$E51,Detalhamento!S$15)),IF(INDEX(Import.PLE,Detalhamento!$E51,Detalhamento!S$15)<=mediçao,0,OFFSET(Import.PLQ,$A51-1,S$15-1,1,1)),OFFSET(Import.PLQ,$A51-1,S$15-1,1,1))))","v":0},{"$f":"IF(T$13=\"\",0,CHOOSE(Detalhamento.OpçãoServiços,OFFSET(Import.PLQ,$A51-1,T$15-1,1,1),IF(ISNUMBER(INDEX(Import.PLE,Detalhamento!$E51,Detalhamento!T$15)),IF(INDEX(Import.PLE,Detalhamento!$E51,Detalhamento!T$15)<=mediçao,OFFSET(Import.PLQ,$A51-1,T$15-1,1,1),0),0),IF(ISNUMBER(INDEX(Import.PLE,Detalhamento!$E51,Detalhamento!T$15)),IF(INDEX(Import.PLE,Detalhamento!$E51,Detalhamento!T$15)<=mediçao,0,OFFSET(Import.PLQ,$A51-1,T$15-1,1,1)),OFFSET(Import.PLQ,$A51-1,T$15-1,1,1))))","v":0},{"$f":"IF(U$13=\"\",0,CHOOSE(Detalhamento.OpçãoServiços,OFFSET(Import.PLQ,$A51-1,U$15-1,1,1),IF(ISNUMBER(INDEX(Import.PLE,Detalhamento!$E51,Detalhamento!U$15)),IF(INDEX(Import.PLE,Detalhamento!$E51,Detalhamento!U$15)<=mediçao,OFFSET(Import.PLQ,$A51-1,U$15-1,1,1),0),0),IF(ISNUMBER(INDEX(Import.PLE,Detalhamento!$E51,Detalhamento!U$15)),IF(INDEX(Import.PLE,Detalhamento!$E51,Detalhamento!U$15)<=mediçao,0,OFFSET(Import.PLQ,$A51-1,U$15-1,1,1)),OFFSET(Import.PLQ,$A51-1,U$15-1,1,1))))","v":0},{"$f":"IF(V$13=\"\",0,CHOOSE(Detalhamento.OpçãoServiços,OFFSET(Import.PLQ,$A51-1,V$15-1,1,1),IF(ISNUMBER(INDEX(Import.PLE,Detalhamento!$E51,Detalhamento!V$15)),IF(INDEX(Import.PLE,Detalhamento!$E51,Detalhamento!V$15)<=mediçao,OFFSET(Import.PLQ,$A51-1,V$15-1,1,1),0),0),IF(ISNUMBER(INDEX(Import.PLE,Detalhamento!$E51,Detalhamento!V$15)),IF(INDEX(Import.PLE,Detalhamento!$E51,Detalhamento!V$15)<=mediçao,0,OFFSET(Import.PLQ,$A51-1,V$15-1,1,1)),OFFSET(Import.PLQ,$A51-1,V$15-1,1,1))))","v":0},{"$f":"IF(W$13=\"\",0,CHOOSE(Detalhamento.OpçãoServiços,OFFSET(Import.PLQ,$A51-1,W$15-1,1,1),IF(ISNUMBER(INDEX(Import.PLE,Detalhamento!$E51,Detalhamento!W$15)),IF(INDEX(Import.PLE,Detalhamento!$E51,Detalhamento!W$15)<=mediçao,OFFSET(Import.PLQ,$A51-1,W$15-1,1,1),0),0),IF(ISNUMBER(INDEX(Import.PLE,Detalhamento!$E51,Detalhamento!W$15)),IF(INDEX(Import.PLE,Detalhamento!$E51,Detalhamento!W$15)<=mediçao,0,OFFSET(Import.PLQ,$A51-1,W$15-1,1,1)),OFFSET(Import.PLQ,$A51-1,W$15-1,1,1))))","v":0},{"$f":"IF(X$13=\"\",0,CHOOSE(Detalhamento.OpçãoServiços,OFFSET(Import.PLQ,$A51-1,X$15-1,1,1),IF(ISNUMBER(INDEX(Import.PLE,Detalhamento!$E51,Detalhamento!X$15)),IF(INDEX(Import.PLE,Detalhamento!$E51,Detalhamento!X$15)<=mediçao,OFFSET(Import.PLQ,$A51-1,X$15-1,1,1),0),0),IF(ISNUMBER(INDEX(Import.PLE,Detalhamento!$E51,Detalhamento!X$15)),IF(INDEX(Import.PLE,Detalhamento!$E51,Detalhamento!X$15)<=mediçao,0,OFFSET(Import.PLQ,$A51-1,X$15-1,1,1)),OFFSET(Import.PLQ,$A51-1,X$15-1,1,1))))","v":0},{"$f":"IF(Y$13=\"\",0,CHOOSE(Detalhamento.OpçãoServiços,OFFSET(Import.PLQ,$A51-1,Y$15-1,1,1),IF(ISNUMBER(INDEX(Import.PLE,Detalhamento!$E51,Detalhamento!Y$15)),IF(INDEX(Import.PLE,Detalhamento!$E51,Detalhamento!Y$15)<=mediçao,OFFSET(Import.PLQ,$A51-1,Y$15-1,1,1),0),0),IF(ISNUMBER(INDEX(Import.PLE,Detalhamento!$E51,Detalhamento!Y$15)),IF(INDEX(Import.PLE,Detalhamento!$E51,Detalhamento!Y$15)<=mediçao,0,OFFSET(Import.PLQ,$A51-1,Y$15-1,1,1)),OFFSET(Import.PLQ,$A51-1,Y$15-1,1,1))))","v":0},{"$f":"IF(Z$13=\"\",0,CHOOSE(Detalhamento.OpçãoServiços,OFFSET(Import.PLQ,$A51-1,Z$15-1,1,1),IF(ISNUMBER(INDEX(Import.PLE,Detalhamento!$E51,Detalhamento!Z$15)),IF(INDEX(Import.PLE,Detalhamento!$E51,Detalhamento!Z$15)<=mediçao,OFFSET(Import.PLQ,$A51-1,Z$15-1,1,1),0),0),IF(ISNUMBER(INDEX(Import.PLE,Detalhamento!$E51,Detalhamento!Z$15)),IF(INDEX(Import.PLE,Detalhamento!$E51,Detalhamento!Z$15)<=mediçao,0,OFFSET(Import.PLQ,$A51-1,Z$15-1,1,1)),OFFSET(Import.PLQ,$A51-1,Z$15-1,1,1))))","v":0},{"$f":"IF(AA$13=\"\",0,CHOOSE(Detalhamento.OpçãoServiços,OFFSET(Import.PLQ,$A51-1,AA$15-1,1,1),IF(ISNUMBER(INDEX(Import.PLE,Detalhamento!$E51,Detalhamento!AA$15)),IF(INDEX(Import.PLE,Detalhamento!$E51,Detalhamento!AA$15)<=mediçao,OFFSET(Import.PLQ,$A51-1,AA$15-1,1,1),0),0),IF(ISNUMBER(INDEX(Import.PLE,Detalhamento!$E51,Detalhamento!AA$15)),IF(INDEX(Import.PLE,Detalhamento!$E51,Detalhamento!AA$15)<=mediçao,0,OFFSET(Import.PLQ,$A51-1,AA$15-1,1,1)),OFFSET(Import.PLQ,$A51-1,AA$15-1,1,1))))","v":0},{"$f":"IF(AB$13=\"\",0,CHOOSE(Detalhamento.OpçãoServiços,OFFSET(Import.PLQ,$A51-1,AB$15-1,1,1),IF(ISNUMBER(INDEX(Import.PLE,Detalhamento!$E51,Detalhamento!AB$15)),IF(INDEX(Import.PLE,Detalhamento!$E51,Detalhamento!AB$15)<=mediçao,OFFSET(Import.PLQ,$A51-1,AB$15-1,1,1),0),0),IF(ISNUMBER(INDEX(Import.PLE,Detalhamento!$E51,Detalhamento!AB$15)),IF(INDEX(Import.PLE,Detalhamento!$E51,Detalhamento!AB$15)<=mediçao,0,OFFSET(Import.PLQ,$A51-1,AB$15-1,1,1)),OFFSET(Import.PLQ,$A51-1,AB$15-1,1,1))))","v":0},{"$f":"IF(AC$13=\"\",0,CHOOSE(Detalhamento.OpçãoServiços,OFFSET(Import.PLQ,$A51-1,AC$15-1,1,1),IF(ISNUMBER(INDEX(Import.PLE,Detalhamento!$E51,Detalhamento!AC$15)),IF(INDEX(Import.PLE,Detalhamento!$E51,Detalhamento!AC$15)<=mediçao,OFFSET(Import.PLQ,$A51-1,AC$15-1,1,1),0),0),IF(ISNUMBER(INDEX(Import.PLE,Detalhamento!$E51,Detalhamento!AC$15)),IF(INDEX(Import.PLE,Detalhamento!$E51,Detalhamento!AC$15)<=mediçao,0,OFFSET(Import.PLQ,$A51-1,AC$15-1,1,1)),OFFSET(Import.PLQ,$A51-1,AC$15-1,1,1))))","v":0},{"$f":"IF(AD$13=\"\",0,CHOOSE(Detalhamento.OpçãoServiços,OFFSET(Import.PLQ,$A51-1,AD$15-1,1,1),IF(ISNUMBER(INDEX(Import.PLE,Detalhamento!$E51,Detalhamento!AD$15)),IF(INDEX(Import.PLE,Detalhamento!$E51,Detalhamento!AD$15)<=mediçao,OFFSET(Import.PLQ,$A51-1,AD$15-1,1,1),0),0),IF(ISNUMBER(INDEX(Import.PLE,Detalhamento!$E51,Detalhamento!AD$15)),IF(INDEX(Import.PLE,Detalhamento!$E51,Detalhamento!AD$15)<=mediçao,0,OFFSET(Import.PLQ,$A51-1,AD$15-1,1,1)),OFFSET(Import.PLQ,$A51-1,AD$15-1,1,1))))","v":0},{"$f":"IF(AE$13=\"\",0,CHOOSE(Detalhamento.OpçãoServiços,OFFSET(Import.PLQ,$A51-1,AE$15-1,1,1),IF(ISNUMBER(INDEX(Import.PLE,Detalhamento!$E51,Detalhamento!AE$15)),IF(INDEX(Import.PLE,Detalhamento!$E51,Detalhamento!AE$15)<=mediçao,OFFSET(Import.PLQ,$A51-1,AE$15-1,1,1),0),0),IF(ISNUMBER(INDEX(Import.PLE,Detalhamento!$E51,Detalhamento!AE$15)),IF(INDEX(Import.PLE,Detalhamento!$E51,Detalhamento!AE$15)<=mediçao,0,OFFSET(Import.PLQ,$A51-1,AE$15-1,1,1)),OFFSET(Import.PLQ,$A51-1,AE$15-1,1,1))))","v":0},{"$f":"IF(AF$13=\"\",0,CHOOSE(Detalhamento.OpçãoServiços,OFFSET(Import.PLQ,$A51-1,AF$15-1,1,1),IF(ISNUMBER(INDEX(Import.PLE,Detalhamento!$E51,Detalhamento!AF$15)),IF(INDEX(Import.PLE,Detalhamento!$E51,Detalhamento!AF$15)<=mediçao,OFFSET(Import.PLQ,$A51-1,AF$15-1,1,1),0),0),IF(ISNUMBER(INDEX(Import.PLE,Detalhamento!$E51,Detalhamento!AF$15)),IF(INDEX(Import.PLE,Detalhamento!$E51,Detalhamento!AF$15)<=mediçao,0,OFFSET(Import.PLQ,$A51-1,AF$15-1,1,1)),OFFSET(Import.PLQ,$A51-1,AF$15-1,1,1))))","v":0},{"$f":"IF(AG$13=\"\",0,CHOOSE(Detalhamento.OpçãoServiços,OFFSET(Import.PLQ,$A51-1,AG$15-1,1,1),IF(ISNUMBER(INDEX(Import.PLE,Detalhamento!$E51,Detalhamento!AG$15)),IF(INDEX(Import.PLE,Detalhamento!$E51,Detalhamento!AG$15)<=mediçao,OFFSET(Import.PLQ,$A51-1,AG$15-1,1,1),0),0),IF(ISNUMBER(INDEX(Import.PLE,Detalhamento!$E51,Detalhamento!AG$15)),IF(INDEX(Import.PLE,Detalhamento!$E51,Detalhamento!AG$15)<=mediçao,0,OFFSET(Import.PLQ,$A51-1,AG$15-1,1,1)),OFFSET(Import.PLQ,$A51-1,AG$15-1,1,1))))","v":0},{"$f":"IF(AH$13=\"\",0,CHOOSE(Detalhamento.OpçãoServiços,OFFSET(Import.PLQ,$A51-1,AH$15-1,1,1),IF(ISNUMBER(INDEX(Import.PLE,Detalhamento!$E51,Detalhamento!AH$15)),IF(INDEX(Import.PLE,Detalhamento!$E51,Detalhamento!AH$15)<=mediçao,OFFSET(Import.PLQ,$A51-1,AH$15-1,1,1),0),0),IF(ISNUMBER(INDEX(Import.PLE,Detalhamento!$E51,Detalhamento!AH$15)),IF(INDEX(Import.PLE,Detalhamento!$E51,Detalhamento!AH$15)<=mediçao,0,OFFSET(Import.PLQ,$A51-1,AH$15-1,1,1)),OFFSET(Import.PLQ,$A51-1,AH$15-1,1,1))))","v":0},{"$f":"IF(AI$13=\"\",0,CHOOSE(Detalhamento.OpçãoServiços,OFFSET(Import.PLQ,$A51-1,AI$15-1,1,1),IF(ISNUMBER(INDEX(Import.PLE,Detalhamento!$E51,Detalhamento!AI$15)),IF(INDEX(Import.PLE,Detalhamento!$E51,Detalhamento!AI$15)<=mediçao,OFFSET(Import.PLQ,$A51-1,AI$15-1,1,1),0),0),IF(ISNUMBER(INDEX(Import.PLE,Detalhamento!$E51,Detalhamento!AI$15)),IF(INDEX(Import.PLE,Detalhamento!$E51,Detalhamento!AI$15)<=mediçao,0,OFFSET(Import.PLQ,$A51-1,AI$15-1,1,1)),OFFSET(Import.PLQ,$A51-1,AI$15-1,1,1))))","v":0},{"$f":"IF(AJ$13=\"\",0,CHOOSE(Detalhamento.OpçãoServiços,OFFSET(Import.PLQ,$A51-1,AJ$15-1,1,1),IF(ISNUMBER(INDEX(Import.PLE,Detalhamento!$E51,Detalhamento!AJ$15)),IF(INDEX(Import.PLE,Detalhamento!$E51,Detalhamento!AJ$15)<=mediçao,OFFSET(Import.PLQ,$A51-1,AJ$15-1,1,1),0),0),IF(ISNUMBER(INDEX(Import.PLE,Detalhamento!$E51,Detalhamento!AJ$15)),IF(INDEX(Import.PLE,Detalhamento!$E51,Detalhamento!AJ$15)<=mediçao,0,OFFSET(Import.PLQ,$A51-1,AJ$15-1,1,1)),OFFSET(Import.PLQ,$A51-1,AJ$15-1,1,1))))","v":0},{"$f":"IF(AK$13=\"\",0,CHOOSE(Detalhamento.OpçãoServiços,OFFSET(Import.PLQ,$A51-1,AK$15-1,1,1),IF(ISNUMBER(INDEX(Import.PLE,Detalhamento!$E51,Detalhamento!AK$15)),IF(INDEX(Import.PLE,Detalhamento!$E51,Detalhamento!AK$15)<=mediçao,OFFSET(Import.PLQ,$A51-1,AK$15-1,1,1),0),0),IF(ISNUMBER(INDEX(Import.PLE,Detalhamento!$E51,Detalhamento!AK$15)),IF(INDEX(Import.PLE,Detalhamento!$E51,Detalhamento!AK$15)<=mediçao,0,OFFSET(Import.PLQ,$A51-1,AK$15-1,1,1)),OFFSET(Import.PLQ,$A51-1,AK$15-1,1,1))))","v":0},{"$f":"IF(AL$13=\"\",0,CHOOSE(Detalhamento.OpçãoServiços,OFFSET(Import.PLQ,$A51-1,AL$15-1,1,1),IF(ISNUMBER(INDEX(Import.PLE,Detalhamento!$E51,Detalhamento!AL$15)),IF(INDEX(Import.PLE,Detalhamento!$E51,Detalhamento!AL$15)<=mediçao,OFFSET(Import.PLQ,$A51-1,AL$15-1,1,1),0),0),IF(ISNUMBER(INDEX(Import.PLE,Detalhamento!$E51,Detalhamento!AL$15)),IF(INDEX(Import.PLE,Detalhamento!$E51,Detalhamento!AL$15)<=mediçao,0,OFFSET(Import.PLQ,$A51-1,AL$15-1,1,1)),OFFSET(Import.PLQ,$A51-1,AL$15-1,1,1))))","v":0},{"$f":"IF(AM$13=\"\",0,CHOOSE(Detalhamento.OpçãoServiços,OFFSET(Import.PLQ,$A51-1,AM$15-1,1,1),IF(ISNUMBER(INDEX(Import.PLE,Detalhamento!$E51,Detalhamento!AM$15)),IF(INDEX(Import.PLE,Detalhamento!$E51,Detalhamento!AM$15)<=mediçao,OFFSET(Import.PLQ,$A51-1,AM$15-1,1,1),0),0),IF(ISNUMBER(INDEX(Import.PLE,Detalhamento!$E51,Detalhamento!AM$15)),IF(INDEX(Import.PLE,Detalhamento!$E51,Detalhamento!AM$15)<=mediçao,0,OFFSET(Import.PLQ,$A51-1,AM$15-1,1,1)),OFFSET(Import.PLQ,$A51-1,AM$15-1,1,1))))","v":0},{"$f":"IF(AN$13=\"\",0,CHOOSE(Detalhamento.OpçãoServiços,OFFSET(Import.PLQ,$A51-1,AN$15-1,1,1),IF(ISNUMBER(INDEX(Import.PLE,Detalhamento!$E51,Detalhamento!AN$15)),IF(INDEX(Import.PLE,Detalhamento!$E51,Detalhamento!AN$15)<=mediçao,OFFSET(Import.PLQ,$A51-1,AN$15-1,1,1),0),0),IF(ISNUMBER(INDEX(Import.PLE,Detalhamento!$E51,Detalhamento!AN$15)),IF(INDEX(Import.PLE,Detalhamento!$E51,Detalhamento!AN$15)<=mediçao,0,OFFSET(Import.PLQ,$A51-1,AN$15-1,1,1)),OFFSET(Import.PLQ,$A51-1,AN$15-1,1,1))))","v":0},{"$f":"IF(AO$13=\"\",0,CHOOSE(Detalhamento.OpçãoServiços,OFFSET(Import.PLQ,$A51-1,AO$15-1,1,1),IF(ISNUMBER(INDEX(Import.PLE,Detalhamento!$E51,Detalhamento!AO$15)),IF(INDEX(Import.PLE,Detalhamento!$E51,Detalhamento!AO$15)<=mediçao,OFFSET(Import.PLQ,$A51-1,AO$15-1,1,1),0),0),IF(ISNUMBER(INDEX(Import.PLE,Detalhamento!$E51,Detalhamento!AO$15)),IF(INDEX(Import.PLE,Detalhamento!$E51,Detalhamento!AO$15)<=mediçao,0,OFFSET(Import.PLQ,$A51-1,AO$15-1,1,1)),OFFSET(Import.PLQ,$A51-1,AO$15-1,1,1))))","v":0},{"$f":"IF(AP$13=\"\",0,CHOOSE(Detalhamento.OpçãoServiços,OFFSET(Import.PLQ,$A51-1,AP$15-1,1,1),IF(ISNUMBER(INDEX(Import.PLE,Detalhamento!$E51,Detalhamento!AP$15)),IF(INDEX(Import.PLE,Detalhamento!$E51,Detalhamento!AP$15)<=mediçao,OFFSET(Import.PLQ,$A51-1,AP$15-1,1,1),0),0),IF(ISNUMBER(INDEX(Import.PLE,Detalhamento!$E51,Detalhamento!AP$15)),IF(INDEX(Import.PLE,Detalhamento!$E51,Detalhamento!AP$15)<=mediçao,0,OFFSET(Import.PLQ,$A51-1,AP$15-1,1,1)),OFFSET(Import.PLQ,$A51-1,AP$15-1,1,1))))","v":0},{"$f":"IF(AQ$13=\"\",0,CHOOSE(Detalhamento.OpçãoServiços,OFFSET(Import.PLQ,$A51-1,AQ$15-1,1,1),IF(ISNUMBER(INDEX(Import.PLE,Detalhamento!$E51,Detalhamento!AQ$15)),IF(INDEX(Import.PLE,Detalhamento!$E51,Detalhamento!AQ$15)<=mediçao,OFFSET(Import.PLQ,$A51-1,AQ$15-1,1,1),0),0),IF(ISNUMBER(INDEX(Import.PLE,Detalhamento!$E51,Detalhamento!AQ$15)),IF(INDEX(Import.PLE,Detalhamento!$E51,Detalhamento!AQ$15)<=mediçao,0,OFFSET(Import.PLQ,$A51-1,AQ$15-1,1,1)),OFFSET(Import.PLQ,$A51-1,AQ$15-1,1,1))))","v":0},{"$f":"IF(AR$13=\"\",0,CHOOSE(Detalhamento.OpçãoServiços,OFFSET(Import.PLQ,$A51-1,AR$15-1,1,1),IF(ISNUMBER(INDEX(Import.PLE,Detalhamento!$E51,Detalhamento!AR$15)),IF(INDEX(Import.PLE,Detalhamento!$E51,Detalhamento!AR$15)<=mediçao,OFFSET(Import.PLQ,$A51-1,AR$15-1,1,1),0),0),IF(ISNUMBER(INDEX(Import.PLE,Detalhamento!$E51,Detalhamento!AR$15)),IF(INDEX(Import.PLE,Detalhamento!$E51,Detalhamento!AR$15)<=mediçao,0,OFFSET(Import.PLQ,$A51-1,AR$15-1,1,1)),OFFSET(Import.PLQ,$A51-1,AR$15-1,1,1))))","v":0},{"$f":"IF(AS$13=\"\",0,CHOOSE(Detalhamento.OpçãoServiços,OFFSET(Import.PLQ,$A51-1,AS$15-1,1,1),IF(ISNUMBER(INDEX(Import.PLE,Detalhamento!$E51,Detalhamento!AS$15)),IF(INDEX(Import.PLE,Detalhamento!$E51,Detalhamento!AS$15)<=mediçao,OFFSET(Import.PLQ,$A51-1,AS$15-1,1,1),0),0),IF(ISNUMBER(INDEX(Import.PLE,Detalhamento!$E51,Detalhamento!AS$15)),IF(INDEX(Import.PLE,Detalhamento!$E51,Detalhamento!AS$15)<=mediçao,0,OFFSET(Import.PLQ,$A51-1,AS$15-1,1,1)),OFFSET(Import.PLQ,$A51-1,AS$15-1,1,1))))","v":0},{"$f":"IF(AT$13=\"\",0,CHOOSE(Detalhamento.OpçãoServiços,OFFSET(Import.PLQ,$A51-1,AT$15-1,1,1),IF(ISNUMBER(INDEX(Import.PLE,Detalhamento!$E51,Detalhamento!AT$15)),IF(INDEX(Import.PLE,Detalhamento!$E51,Detalhamento!AT$15)<=mediçao,OFFSET(Import.PLQ,$A51-1,AT$15-1,1,1),0),0),IF(ISNUMBER(INDEX(Import.PLE,Detalhamento!$E51,Detalhamento!AT$15)),IF(INDEX(Import.PLE,Detalhamento!$E51,Detalhamento!AT$15)<=mediçao,0,OFFSET(Import.PLQ,$A51-1,AT$15-1,1,1)),OFFSET(Import.PLQ,$A51-1,AT$15-1,1,1))))","v":0},{"$f":"IF(AU$13=\"\",0,CHOOSE(Detalhamento.OpçãoServiços,OFFSET(Import.PLQ,$A51-1,AU$15-1,1,1),IF(ISNUMBER(INDEX(Import.PLE,Detalhamento!$E51,Detalhamento!AU$15)),IF(INDEX(Import.PLE,Detalhamento!$E51,Detalhamento!AU$15)<=mediçao,OFFSET(Import.PLQ,$A51-1,AU$15-1,1,1),0),0),IF(ISNUMBER(INDEX(Import.PLE,Detalhamento!$E51,Detalhamento!AU$15)),IF(INDEX(Import.PLE,Detalhamento!$E51,Detalhamento!AU$15)<=mediçao,0,OFFSET(Import.PLQ,$A51-1,AU$15-1,1,1)),OFFSET(Import.PLQ,$A51-1,AU$15-1,1,1))))","v":0},{"$f":"IF(AV$13=\"\",0,CHOOSE(Detalhamento.OpçãoServiços,OFFSET(Import.PLQ,$A51-1,AV$15-1,1,1),IF(ISNUMBER(INDEX(Import.PLE,Detalhamento!$E51,Detalhamento!AV$15)),IF(INDEX(Import.PLE,Detalhamento!$E51,Detalhamento!AV$15)<=mediçao,OFFSET(Import.PLQ,$A51-1,AV$15-1,1,1),0),0),IF(ISNUMBER(INDEX(Import.PLE,Detalhamento!$E51,Detalhamento!AV$15)),IF(INDEX(Import.PLE,Detalhamento!$E51,Detalhamento!AV$15)<=mediçao,0,OFFSET(Import.PLQ,$A51-1,AV$15-1,1,1)),OFFSET(Import.PLQ,$A51-1,AV$15-1,1,1))))","v":0},{"$f":"IF(AW$13=\"\",0,CHOOSE(Detalhamento.OpçãoServiços,OFFSET(Import.PLQ,$A51-1,AW$15-1,1,1),IF(ISNUMBER(INDEX(Import.PLE,Detalhamento!$E51,Detalhamento!AW$15)),IF(INDEX(Import.PLE,Detalhamento!$E51,Detalhamento!AW$15)<=mediçao,OFFSET(Import.PLQ,$A51-1,AW$15-1,1,1),0),0),IF(ISNUMBER(INDEX(Import.PLE,Detalhamento!$E51,Detalhamento!AW$15)),IF(INDEX(Import.PLE,Detalhamento!$E51,Detalhamento!AW$15)<=mediçao,0,OFFSET(Import.PLQ,$A51-1,AW$15-1,1,1)),OFFSET(Import.PLQ,$A51-1,AW$15-1,1,1))))","v":0},{"$f":"IF(AX$13=\"\",0,CHOOSE(Detalhamento.OpçãoServiços,OFFSET(Import.PLQ,$A51-1,AX$15-1,1,1),IF(ISNUMBER(INDEX(Import.PLE,Detalhamento!$E51,Detalhamento!AX$15)),IF(INDEX(Import.PLE,Detalhamento!$E51,Detalhamento!AX$15)<=mediçao,OFFSET(Import.PLQ,$A51-1,AX$15-1,1,1),0),0),IF(ISNUMBER(INDEX(Import.PLE,Detalhamento!$E51,Detalhamento!AX$15)),IF(INDEX(Import.PLE,Detalhamento!$E51,Detalhamento!AX$15)<=mediçao,0,OFFSET(Import.PLQ,$A51-1,AX$15-1,1,1)),OFFSET(Import.PLQ,$A51-1,AX$15-1,1,1))))","v":0},{"$f":"IF(AY$13=\"\",0,CHOOSE(Detalhamento.OpçãoServiços,OFFSET(Import.PLQ,$A51-1,AY$15-1,1,1),IF(ISNUMBER(INDEX(Import.PLE,Detalhamento!$E51,Detalhamento!AY$15)),IF(INDEX(Import.PLE,Detalhamento!$E51,Detalhamento!AY$15)<=mediçao,OFFSET(Import.PLQ,$A51-1,AY$15-1,1,1),0),0),IF(ISNUMBER(INDEX(Import.PLE,Detalhamento!$E51,Detalhamento!AY$15)),IF(INDEX(Import.PLE,Detalhamento!$E51,Detalhamento!AY$15)<=mediçao,0,OFFSET(Import.PLQ,$A51-1,AY$15-1,1,1)),OFFSET(Import.PLQ,$A51-1,AY$15-1,1,1))))","v":0},{"$f":"IF(AZ$13=\"\",0,CHOOSE(Detalhamento.OpçãoServiços,OFFSET(Import.PLQ,$A51-1,AZ$15-1,1,1),IF(ISNUMBER(INDEX(Import.PLE,Detalhamento!$E51,Detalhamento!AZ$15)),IF(INDEX(Import.PLE,Detalhamento!$E51,Detalhamento!AZ$15)<=mediçao,OFFSET(Import.PLQ,$A51-1,AZ$15-1,1,1),0),0),IF(ISNUMBER(INDEX(Import.PLE,Detalhamento!$E51,Detalhamento!AZ$15)),IF(INDEX(Import.PLE,Detalhamento!$E51,Detalhamento!AZ$15)<=mediçao,0,OFFSET(Import.PLQ,$A51-1,AZ$15-1,1,1)),OFFSET(Import.PLQ,$A51-1,AZ$15-1,1,1))))","v":0},{"$f":"IF(BA$13=\"\",0,CHOOSE(Detalhamento.OpçãoServiços,OFFSET(Import.PLQ,$A51-1,BA$15-1,1,1),IF(ISNUMBER(INDEX(Import.PLE,Detalhamento!$E51,Detalhamento!BA$15)),IF(INDEX(Import.PLE,Detalhamento!$E51,Detalhamento!BA$15)<=mediçao,OFFSET(Import.PLQ,$A51-1,BA$15-1,1,1),0),0),IF(ISNUMBER(INDEX(Import.PLE,Detalhamento!$E51,Detalhamento!BA$15)),IF(INDEX(Import.PLE,Detalhamento!$E51,Detalhamento!BA$15)<=mediçao,0,OFFSET(Import.PLQ,$A51-1,BA$15-1,1,1)),OFFSET(Import.PLQ,$A51-1,BA$15-1,1,1))))","v":0},{"$f":"IF(BB$13=\"\",0,CHOOSE(Detalhamento.OpçãoServiços,OFFSET(Import.PLQ,$A51-1,BB$15-1,1,1),IF(ISNUMBER(INDEX(Import.PLE,Detalhamento!$E51,Detalhamento!BB$15)),IF(INDEX(Import.PLE,Detalhamento!$E51,Detalhamento!BB$15)<=mediçao,OFFSET(Import.PLQ,$A51-1,BB$15-1,1,1),0),0),IF(ISNUMBER(INDEX(Import.PLE,Detalhamento!$E51,Detalhamento!BB$15)),IF(INDEX(Import.PLE,Detalhamento!$E51,Detalhamento!BB$15)<=mediçao,0,OFFSET(Import.PLQ,$A51-1,BB$15-1,1,1)),OFFSET(Import.PLQ,$A51-1,BB$15-1,1,1))))","v":0},{"$f":"IF(BC$13=\"\",0,CHOOSE(Detalhamento.OpçãoServiços,OFFSET(Import.PLQ,$A51-1,BC$15-1,1,1),IF(ISNUMBER(INDEX(Import.PLE,Detalhamento!$E51,Detalhamento!BC$15)),IF(INDEX(Import.PLE,Detalhamento!$E51,Detalhamento!BC$15)<=mediçao,OFFSET(Import.PLQ,$A51-1,BC$15-1,1,1),0),0),IF(ISNUMBER(INDEX(Import.PLE,Detalhamento!$E51,Detalhamento!BC$15)),IF(INDEX(Import.PLE,Detalhamento!$E51,Detalhamento!BC$15)<=mediçao,0,OFFSET(Import.PLQ,$A51-1,BC$15-1,1,1)),OFFSET(Import.PLQ,$A51-1,BC$15-1,1,1))))","v":0},{"$f":"IF(BD$13=\"\",0,CHOOSE(Detalhamento.OpçãoServiços,OFFSET(Import.PLQ,$A51-1,BD$15-1,1,1),IF(ISNUMBER(INDEX(Import.PLE,Detalhamento!$E51,Detalhamento!BD$15)),IF(INDEX(Import.PLE,Detalhamento!$E51,Detalhamento!BD$15)<=mediçao,OFFSET(Import.PLQ,$A51-1,BD$15-1,1,1),0),0),IF(ISNUMBER(INDEX(Import.PLE,Detalhamento!$E51,Detalhamento!BD$15)),IF(INDEX(Import.PLE,Detalhamento!$E51,Detalhamento!BD$15)<=mediçao,0,OFFSET(Import.PLQ,$A51-1,BD$15-1,1,1)),OFFSET(Import.PLQ,$A51-1,BD$15-1,1,1))))","v":0},{"$f":"IF(BE$13=\"\",0,CHOOSE(Detalhamento.OpçãoServiços,OFFSET(Import.PLQ,$A51-1,BE$15-1,1,1),IF(ISNUMBER(INDEX(Import.PLE,Detalhamento!$E51,Detalhamento!BE$15)),IF(INDEX(Import.PLE,Detalhamento!$E51,Detalhamento!BE$15)<=mediçao,OFFSET(Import.PLQ,$A51-1,BE$15-1,1,1),0),0),IF(ISNUMBER(INDEX(Import.PLE,Detalhamento!$E51,Detalhamento!BE$15)),IF(INDEX(Import.PLE,Detalhamento!$E51,Detalhamento!BE$15)<=mediçao,0,OFFSET(Import.PLQ,$A51-1,BE$15-1,1,1)),OFFSET(Import.PLQ,$A51-1,BE$15-1,1,1))))","v":0},{"$f":"IF(BF$13=\"\",0,CHOOSE(Detalhamento.OpçãoServiços,OFFSET(Import.PLQ,$A51-1,BF$15-1,1,1),IF(ISNUMBER(INDEX(Import.PLE,Detalhamento!$E51,Detalhamento!BF$15)),IF(INDEX(Import.PLE,Detalhamento!$E51,Detalhamento!BF$15)<=mediçao,OFFSET(Import.PLQ,$A51-1,BF$15-1,1,1),0),0),IF(ISNUMBER(INDEX(Import.PLE,Detalhamento!$E51,Detalhamento!BF$15)),IF(INDEX(Import.PLE,Detalhamento!$E51,Detalhamento!BF$15)<=mediçao,0,OFFSET(Import.PLQ,$A51-1,BF$15-1,1,1)),OFFSET(Import.PLQ,$A51-1,BF$15-1,1,1))))","v":0},{"$f":"IF(BG$13=\"\",0,CHOOSE(Detalhamento.OpçãoServiços,OFFSET(Import.PLQ,$A51-1,BG$15-1,1,1),IF(ISNUMBER(INDEX(Import.PLE,Detalhamento!$E51,Detalhamento!BG$15)),IF(INDEX(Import.PLE,Detalhamento!$E51,Detalhamento!BG$15)<=mediçao,OFFSET(Import.PLQ,$A51-1,BG$15-1,1,1),0),0),IF(ISNUMBER(INDEX(Import.PLE,Detalhamento!$E51,Detalhamento!BG$15)),IF(INDEX(Import.PLE,Detalhamento!$E51,Detalhamento!BG$15)<=mediçao,0,OFFSET(Import.PLQ,$A51-1,BG$15-1,1,1)),OFFSET(Import.PLQ,$A51-1,BG$15-1,1,1))))","v":0},{"$f":"IF(BH$13=\"\",0,CHOOSE(Detalhamento.OpçãoServiços,OFFSET(Import.PLQ,$A51-1,BH$15-1,1,1),IF(ISNUMBER(INDEX(Import.PLE,Detalhamento!$E51,Detalhamento!BH$15)),IF(INDEX(Import.PLE,Detalhamento!$E51,Detalhamento!BH$15)<=mediçao,OFFSET(Import.PLQ,$A51-1,BH$15-1,1,1),0),0),IF(ISNUMBER(INDEX(Import.PLE,Detalhamento!$E51,Detalhamento!BH$15)),IF(INDEX(Import.PLE,Detalhamento!$E51,Detalhamento!BH$15)<=mediçao,0,OFFSET(Import.PLQ,$A51-1,BH$15-1,1,1)),OFFSET(Import.PLQ,$A51-1,BH$15-1,1,1))))","v":0},{"$f":"IF(BI$13=\"\",0,CHOOSE(Detalhamento.OpçãoServiços,OFFSET(Import.PLQ,$A51-1,BI$15-1,1,1),IF(ISNUMBER(INDEX(Import.PLE,Detalhamento!$E51,Detalhamento!BI$15)),IF(INDEX(Import.PLE,Detalhamento!$E51,Detalhamento!BI$15)<=mediçao,OFFSET(Import.PLQ,$A51-1,BI$15-1,1,1),0),0),IF(ISNUMBER(INDEX(Import.PLE,Detalhamento!$E51,Detalhamento!BI$15)),IF(INDEX(Import.PLE,Detalhamento!$E51,Detalhamento!BI$15)<=mediçao,0,OFFSET(Import.PLQ,$A51-1,BI$15-1,1,1)),OFFSET(Import.PLQ,$A51-1,BI$15-1,1,1))))","v":0}]
[23,"Serviço",null,null,9,90023,"1.5.3.","JUNTAS DE DILATAÇÃO COM SELANTE ELASTICO MONOCOMPONENTE A BASE DE POLIURETANO 10MM x 20MM","M",315,null,{"$f":"IF(L$13=\"\",0,CHOOSE(Detalhamento.OpçãoServiços,OFFSET(Import.PLQ,$A52-1,L$15-1,1,1),IF(ISNUMBER(INDEX(Import.PLE,Detalhamento!$E52,Detalhamento!L$15)),IF(INDEX(Import.PLE,Detalhamento!$E52,Detalhamento!L$15)<=mediçao,OFFSET(Import.PLQ,$A52-1,L$15-1,1,1),0),0),IF(ISNUMBER(INDEX(Import.PLE,Detalhamento!$E52,Detalhamento!L$15)),IF(INDEX(Import.PLE,Detalhamento!$E52,Detalhamento!L$15)<=mediçao,0,OFFSET(Import.PLQ,$A52-1,L$15-1,1,1)),OFFSET(Import.PLQ,$A52-1,L$15-1,1,1))))","v":0},{"$f":"IF(M$13=\"\",0,CHOOSE(Detalhamento.OpçãoServiços,OFFSET(Import.PLQ,$A52-1,M$15-1,1,1),IF(ISNUMBER(INDEX(Import.PLE,Detalhamento!$E52,Detalhamento!M$15)),IF(INDEX(Import.PLE,Detalhamento!$E52,Detalhamento!M$15)<=mediçao,OFFSET(Import.PLQ,$A52-1,M$15-1,1,1),0),0),IF(ISNUMBER(INDEX(Import.PLE,Detalhamento!$E52,Detalhamento!M$15)),IF(INDEX(Import.PLE,Detalhamento!$E52,Detalhamento!M$15)<=mediçao,0,OFFSET(Import.PLQ,$A52-1,M$15-1,1,1)),OFFSET(Import.PLQ,$A52-1,M$15-1,1,1))))","v":0},{"$f":"IF(N$13=\"\",0,CHOOSE(Detalhamento.OpçãoServiços,OFFSET(Import.PLQ,$A52-1,N$15-1,1,1),IF(ISNUMBER(INDEX(Import.PLE,Detalhamento!$E52,Detalhamento!N$15)),IF(INDEX(Import.PLE,Detalhamento!$E52,Detalhamento!N$15)<=mediçao,OFFSET(Import.PLQ,$A52-1,N$15-1,1,1),0),0),IF(ISNUMBER(INDEX(Import.PLE,Detalhamento!$E52,Detalhamento!N$15)),IF(INDEX(Import.PLE,Detalhamento!$E52,Detalhamento!N$15)<=mediçao,0,OFFSET(Import.PLQ,$A52-1,N$15-1,1,1)),OFFSET(Import.PLQ,$A52-1,N$15-1,1,1))))","v":0},{"$f":"IF(O$13=\"\",0,CHOOSE(Detalhamento.OpçãoServiços,OFFSET(Import.PLQ,$A52-1,O$15-1,1,1),IF(ISNUMBER(INDEX(Import.PLE,Detalhamento!$E52,Detalhamento!O$15)),IF(INDEX(Import.PLE,Detalhamento!$E52,Detalhamento!O$15)<=mediçao,OFFSET(Import.PLQ,$A52-1,O$15-1,1,1),0),0),IF(ISNUMBER(INDEX(Import.PLE,Detalhamento!$E52,Detalhamento!O$15)),IF(INDEX(Import.PLE,Detalhamento!$E52,Detalhamento!O$15)<=mediçao,0,OFFSET(Import.PLQ,$A52-1,O$15-1,1,1)),OFFSET(Import.PLQ,$A52-1,O$15-1,1,1))))","v":315},{"$f":"IF(P$13=\"\",0,CHOOSE(Detalhamento.OpçãoServiços,OFFSET(Import.PLQ,$A52-1,P$15-1,1,1),IF(ISNUMBER(INDEX(Import.PLE,Detalhamento!$E52,Detalhamento!P$15)),IF(INDEX(Import.PLE,Detalhamento!$E52,Detalhamento!P$15)<=mediçao,OFFSET(Import.PLQ,$A52-1,P$15-1,1,1),0),0),IF(ISNUMBER(INDEX(Import.PLE,Detalhamento!$E52,Detalhamento!P$15)),IF(INDEX(Import.PLE,Detalhamento!$E52,Detalhamento!P$15)<=mediçao,0,OFFSET(Import.PLQ,$A52-1,P$15-1,1,1)),OFFSET(Import.PLQ,$A52-1,P$15-1,1,1))))","v":0},{"$f":"IF(Q$13=\"\",0,CHOOSE(Detalhamento.OpçãoServiços,OFFSET(Import.PLQ,$A52-1,Q$15-1,1,1),IF(ISNUMBER(INDEX(Import.PLE,Detalhamento!$E52,Detalhamento!Q$15)),IF(INDEX(Import.PLE,Detalhamento!$E52,Detalhamento!Q$15)<=mediçao,OFFSET(Import.PLQ,$A52-1,Q$15-1,1,1),0),0),IF(ISNUMBER(INDEX(Import.PLE,Detalhamento!$E52,Detalhamento!Q$15)),IF(INDEX(Import.PLE,Detalhamento!$E52,Detalhamento!Q$15)<=mediçao,0,OFFSET(Import.PLQ,$A52-1,Q$15-1,1,1)),OFFSET(Import.PLQ,$A52-1,Q$15-1,1,1))))","v":0},{"$f":"IF(R$13=\"\",0,CHOOSE(Detalhamento.OpçãoServiços,OFFSET(Import.PLQ,$A52-1,R$15-1,1,1),IF(ISNUMBER(INDEX(Import.PLE,Detalhamento!$E52,Detalhamento!R$15)),IF(INDEX(Import.PLE,Detalhamento!$E52,Detalhamento!R$15)<=mediçao,OFFSET(Import.PLQ,$A52-1,R$15-1,1,1),0),0),IF(ISNUMBER(INDEX(Import.PLE,Detalhamento!$E52,Detalhamento!R$15)),IF(INDEX(Import.PLE,Detalhamento!$E52,Detalhamento!R$15)<=mediçao,0,OFFSET(Import.PLQ,$A52-1,R$15-1,1,1)),OFFSET(Import.PLQ,$A52-1,R$15-1,1,1))))","v":0},{"$f":"IF(S$13=\"\",0,CHOOSE(Detalhamento.OpçãoServiços,OFFSET(Import.PLQ,$A52-1,S$15-1,1,1),IF(ISNUMBER(INDEX(Import.PLE,Detalhamento!$E52,Detalhamento!S$15)),IF(INDEX(Import.PLE,Detalhamento!$E52,Detalhamento!S$15)<=mediçao,OFFSET(Import.PLQ,$A52-1,S$15-1,1,1),0),0),IF(ISNUMBER(INDEX(Import.PLE,Detalhamento!$E52,Detalhamento!S$15)),IF(INDEX(Import.PLE,Detalhamento!$E52,Detalhamento!S$15)<=mediçao,0,OFFSET(Import.PLQ,$A52-1,S$15-1,1,1)),OFFSET(Import.PLQ,$A52-1,S$15-1,1,1))))","v":0},{"$f":"IF(T$13=\"\",0,CHOOSE(Detalhamento.OpçãoServiços,OFFSET(Import.PLQ,$A52-1,T$15-1,1,1),IF(ISNUMBER(INDEX(Import.PLE,Detalhamento!$E52,Detalhamento!T$15)),IF(INDEX(Import.PLE,Detalhamento!$E52,Detalhamento!T$15)<=mediçao,OFFSET(Import.PLQ,$A52-1,T$15-1,1,1),0),0),IF(ISNUMBER(INDEX(Import.PLE,Detalhamento!$E52,Detalhamento!T$15)),IF(INDEX(Import.PLE,Detalhamento!$E52,Detalhamento!T$15)<=mediçao,0,OFFSET(Import.PLQ,$A52-1,T$15-1,1,1)),OFFSET(Import.PLQ,$A52-1,T$15-1,1,1))))","v":0},{"$f":"IF(U$13=\"\",0,CHOOSE(Detalhamento.OpçãoServiços,OFFSET(Import.PLQ,$A52-1,U$15-1,1,1),IF(ISNUMBER(INDEX(Import.PLE,Detalhamento!$E52,Detalhamento!U$15)),IF(INDEX(Import.PLE,Detalhamento!$E52,Detalhamento!U$15)<=mediçao,OFFSET(Import.PLQ,$A52-1,U$15-1,1,1),0),0),IF(ISNUMBER(INDEX(Import.PLE,Detalhamento!$E52,Detalhamento!U$15)),IF(INDEX(Import.PLE,Detalhamento!$E52,Detalhamento!U$15)<=mediçao,0,OFFSET(Import.PLQ,$A52-1,U$15-1,1,1)),OFFSET(Import.PLQ,$A52-1,U$15-1,1,1))))","v":0},{"$f":"IF(V$13=\"\",0,CHOOSE(Detalhamento.OpçãoServiços,OFFSET(Import.PLQ,$A52-1,V$15-1,1,1),IF(ISNUMBER(INDEX(Import.PLE,Detalhamento!$E52,Detalhamento!V$15)),IF(INDEX(Import.PLE,Detalhamento!$E52,Detalhamento!V$15)<=mediçao,OFFSET(Import.PLQ,$A52-1,V$15-1,1,1),0),0),IF(ISNUMBER(INDEX(Import.PLE,Detalhamento!$E52,Detalhamento!V$15)),IF(INDEX(Import.PLE,Detalhamento!$E52,Detalhamento!V$15)<=mediçao,0,OFFSET(Import.PLQ,$A52-1,V$15-1,1,1)),OFFSET(Import.PLQ,$A52-1,V$15-1,1,1))))","v":0},{"$f":"IF(W$13=\"\",0,CHOOSE(Detalhamento.OpçãoServiços,OFFSET(Import.PLQ,$A52-1,W$15-1,1,1),IF(ISNUMBER(INDEX(Import.PLE,Detalhamento!$E52,Detalhamento!W$15)),IF(INDEX(Import.PLE,Detalhamento!$E52,Detalhamento!W$15)<=mediçao,OFFSET(Import.PLQ,$A52-1,W$15-1,1,1),0),0),IF(ISNUMBER(INDEX(Import.PLE,Detalhamento!$E52,Detalhamento!W$15)),IF(INDEX(Import.PLE,Detalhamento!$E52,Detalhamento!W$15)<=mediçao,0,OFFSET(Import.PLQ,$A52-1,W$15-1,1,1)),OFFSET(Import.PLQ,$A52-1,W$15-1,1,1))))","v":0},{"$f":"IF(X$13=\"\",0,CHOOSE(Detalhamento.OpçãoServiços,OFFSET(Import.PLQ,$A52-1,X$15-1,1,1),IF(ISNUMBER(INDEX(Import.PLE,Detalhamento!$E52,Detalhamento!X$15)),IF(INDEX(Import.PLE,Detalhamento!$E52,Detalhamento!X$15)<=mediçao,OFFSET(Import.PLQ,$A52-1,X$15-1,1,1),0),0),IF(ISNUMBER(INDEX(Import.PLE,Detalhamento!$E52,Detalhamento!X$15)),IF(INDEX(Import.PLE,Detalhamento!$E52,Detalhamento!X$15)<=mediçao,0,OFFSET(Import.PLQ,$A52-1,X$15-1,1,1)),OFFSET(Import.PLQ,$A52-1,X$15-1,1,1))))","v":0},{"$f":"IF(Y$13=\"\",0,CHOOSE(Detalhamento.OpçãoServiços,OFFSET(Import.PLQ,$A52-1,Y$15-1,1,1),IF(ISNUMBER(INDEX(Import.PLE,Detalhamento!$E52,Detalhamento!Y$15)),IF(INDEX(Import.PLE,Detalhamento!$E52,Detalhamento!Y$15)<=mediçao,OFFSET(Import.PLQ,$A52-1,Y$15-1,1,1),0),0),IF(ISNUMBER(INDEX(Import.PLE,Detalhamento!$E52,Detalhamento!Y$15)),IF(INDEX(Import.PLE,Detalhamento!$E52,Detalhamento!Y$15)<=mediçao,0,OFFSET(Import.PLQ,$A52-1,Y$15-1,1,1)),OFFSET(Import.PLQ,$A52-1,Y$15-1,1,1))))","v":0},{"$f":"IF(Z$13=\"\",0,CHOOSE(Detalhamento.OpçãoServiços,OFFSET(Import.PLQ,$A52-1,Z$15-1,1,1),IF(ISNUMBER(INDEX(Import.PLE,Detalhamento!$E52,Detalhamento!Z$15)),IF(INDEX(Import.PLE,Detalhamento!$E52,Detalhamento!Z$15)<=mediçao,OFFSET(Import.PLQ,$A52-1,Z$15-1,1,1),0),0),IF(ISNUMBER(INDEX(Import.PLE,Detalhamento!$E52,Detalhamento!Z$15)),IF(INDEX(Import.PLE,Detalhamento!$E52,Detalhamento!Z$15)<=mediçao,0,OFFSET(Import.PLQ,$A52-1,Z$15-1,1,1)),OFFSET(Import.PLQ,$A52-1,Z$15-1,1,1))))","v":0},{"$f":"IF(AA$13=\"\",0,CHOOSE(Detalhamento.OpçãoServiços,OFFSET(Import.PLQ,$A52-1,AA$15-1,1,1),IF(ISNUMBER(INDEX(Import.PLE,Detalhamento!$E52,Detalhamento!AA$15)),IF(INDEX(Import.PLE,Detalhamento!$E52,Detalhamento!AA$15)<=mediçao,OFFSET(Import.PLQ,$A52-1,AA$15-1,1,1),0),0),IF(ISNUMBER(INDEX(Import.PLE,Detalhamento!$E52,Detalhamento!AA$15)),IF(INDEX(Import.PLE,Detalhamento!$E52,Detalhamento!AA$15)<=mediçao,0,OFFSET(Import.PLQ,$A52-1,AA$15-1,1,1)),OFFSET(Import.PLQ,$A52-1,AA$15-1,1,1))))","v":0},{"$f":"IF(AB$13=\"\",0,CHOOSE(Detalhamento.OpçãoServiços,OFFSET(Import.PLQ,$A52-1,AB$15-1,1,1),IF(ISNUMBER(INDEX(Import.PLE,Detalhamento!$E52,Detalhamento!AB$15)),IF(INDEX(Import.PLE,Detalhamento!$E52,Detalhamento!AB$15)<=mediçao,OFFSET(Import.PLQ,$A52-1,AB$15-1,1,1),0),0),IF(ISNUMBER(INDEX(Import.PLE,Detalhamento!$E52,Detalhamento!AB$15)),IF(INDEX(Import.PLE,Detalhamento!$E52,Detalhamento!AB$15)<=mediçao,0,OFFSET(Import.PLQ,$A52-1,AB$15-1,1,1)),OFFSET(Import.PLQ,$A52-1,AB$15-1,1,1))))","v":0},{"$f":"IF(AC$13=\"\",0,CHOOSE(Detalhamento.OpçãoServiços,OFFSET(Import.PLQ,$A52-1,AC$15-1,1,1),IF(ISNUMBER(INDEX(Import.PLE,Detalhamento!$E52,Detalhamento!AC$15)),IF(INDEX(Import.PLE,Detalhamento!$E52,Detalhamento!AC$15)<=mediçao,OFFSET(Import.PLQ,$A52-1,AC$15-1,1,1),0),0),IF(ISNUMBER(INDEX(Import.PLE,Detalhamento!$E52,Detalhamento!AC$15)),IF(INDEX(Import.PLE,Detalhamento!$E52,Detalhamento!AC$15)<=mediçao,0,OFFSET(Import.PLQ,$A52-1,AC$15-1,1,1)),OFFSET(Import.PLQ,$A52-1,AC$15-1,1,1))))","v":0},{"$f":"IF(AD$13=\"\",0,CHOOSE(Detalhamento.OpçãoServiços,OFFSET(Import.PLQ,$A52-1,AD$15-1,1,1),IF(ISNUMBER(INDEX(Import.PLE,Detalhamento!$E52,Detalhamento!AD$15)),IF(INDEX(Import.PLE,Detalhamento!$E52,Detalhamento!AD$15)<=mediçao,OFFSET(Import.PLQ,$A52-1,AD$15-1,1,1),0),0),IF(ISNUMBER(INDEX(Import.PLE,Detalhamento!$E52,Detalhamento!AD$15)),IF(INDEX(Import.PLE,Detalhamento!$E52,Detalhamento!AD$15)<=mediçao,0,OFFSET(Import.PLQ,$A52-1,AD$15-1,1,1)),OFFSET(Import.PLQ,$A52-1,AD$15-1,1,1))))","v":0},{"$f":"IF(AE$13=\"\",0,CHOOSE(Detalhamento.OpçãoServiços,OFFSET(Import.PLQ,$A52-1,AE$15-1,1,1),IF(ISNUMBER(INDEX(Import.PLE,Detalhamento!$E52,Detalhamento!AE$15)),IF(INDEX(Import.PLE,Detalhamento!$E52,Detalhamento!AE$15)<=mediçao,OFFSET(Import.PLQ,$A52-1,AE$15-1,1,1),0),0),IF(ISNUMBER(INDEX(Import.PLE,Detalhamento!$E52,Detalhamento!AE$15)),IF(INDEX(Import.PLE,Detalhamento!$E52,Detalhamento!AE$15)<=mediçao,0,OFFSET(Import.PLQ,$A52-1,AE$15-1,1,1)),OFFSET(Import.PLQ,$A52-1,AE$15-1,1,1))))","v":0},{"$f":"IF(AF$13=\"\",0,CHOOSE(Detalhamento.OpçãoServiços,OFFSET(Import.PLQ,$A52-1,AF$15-1,1,1),IF(ISNUMBER(INDEX(Import.PLE,Detalhamento!$E52,Detalhamento!AF$15)),IF(INDEX(Import.PLE,Detalhamento!$E52,Detalhamento!AF$15)<=mediçao,OFFSET(Import.PLQ,$A52-1,AF$15-1,1,1),0),0),IF(ISNUMBER(INDEX(Import.PLE,Detalhamento!$E52,Detalhamento!AF$15)),IF(INDEX(Import.PLE,Detalhamento!$E52,Detalhamento!AF$15)<=mediçao,0,OFFSET(Import.PLQ,$A52-1,AF$15-1,1,1)),OFFSET(Import.PLQ,$A52-1,AF$15-1,1,1))))","v":0},{"$f":"IF(AG$13=\"\",0,CHOOSE(Detalhamento.OpçãoServiços,OFFSET(Import.PLQ,$A52-1,AG$15-1,1,1),IF(ISNUMBER(INDEX(Import.PLE,Detalhamento!$E52,Detalhamento!AG$15)),IF(INDEX(Import.PLE,Detalhamento!$E52,Detalhamento!AG$15)<=mediçao,OFFSET(Import.PLQ,$A52-1,AG$15-1,1,1),0),0),IF(ISNUMBER(INDEX(Import.PLE,Detalhamento!$E52,Detalhamento!AG$15)),IF(INDEX(Import.PLE,Detalhamento!$E52,Detalhamento!AG$15)<=mediçao,0,OFFSET(Import.PLQ,$A52-1,AG$15-1,1,1)),OFFSET(Import.PLQ,$A52-1,AG$15-1,1,1))))","v":0},{"$f":"IF(AH$13=\"\",0,CHOOSE(Detalhamento.OpçãoServiços,OFFSET(Import.PLQ,$A52-1,AH$15-1,1,1),IF(ISNUMBER(INDEX(Import.PLE,Detalhamento!$E52,Detalhamento!AH$15)),IF(INDEX(Import.PLE,Detalhamento!$E52,Detalhamento!AH$15)<=mediçao,OFFSET(Import.PLQ,$A52-1,AH$15-1,1,1),0),0),IF(ISNUMBER(INDEX(Import.PLE,Detalhamento!$E52,Detalhamento!AH$15)),IF(INDEX(Import.PLE,Detalhamento!$E52,Detalhamento!AH$15)<=mediçao,0,OFFSET(Import.PLQ,$A52-1,AH$15-1,1,1)),OFFSET(Import.PLQ,$A52-1,AH$15-1,1,1))))","v":0},{"$f":"IF(AI$13=\"\",0,CHOOSE(Detalhamento.OpçãoServiços,OFFSET(Import.PLQ,$A52-1,AI$15-1,1,1),IF(ISNUMBER(INDEX(Import.PLE,Detalhamento!$E52,Detalhamento!AI$15)),IF(INDEX(Import.PLE,Detalhamento!$E52,Detalhamento!AI$15)<=mediçao,OFFSET(Import.PLQ,$A52-1,AI$15-1,1,1),0),0),IF(ISNUMBER(INDEX(Import.PLE,Detalhamento!$E52,Detalhamento!AI$15)),IF(INDEX(Import.PLE,Detalhamento!$E52,Detalhamento!AI$15)<=mediçao,0,OFFSET(Import.PLQ,$A52-1,AI$15-1,1,1)),OFFSET(Import.PLQ,$A52-1,AI$15-1,1,1))))","v":0},{"$f":"IF(AJ$13=\"\",0,CHOOSE(Detalhamento.OpçãoServiços,OFFSET(Import.PLQ,$A52-1,AJ$15-1,1,1),IF(ISNUMBER(INDEX(Import.PLE,Detalhamento!$E52,Detalhamento!AJ$15)),IF(INDEX(Import.PLE,Detalhamento!$E52,Detalhamento!AJ$15)<=mediçao,OFFSET(Import.PLQ,$A52-1,AJ$15-1,1,1),0),0),IF(ISNUMBER(INDEX(Import.PLE,Detalhamento!$E52,Detalhamento!AJ$15)),IF(INDEX(Import.PLE,Detalhamento!$E52,Detalhamento!AJ$15)<=mediçao,0,OFFSET(Import.PLQ,$A52-1,AJ$15-1,1,1)),OFFSET(Import.PLQ,$A52-1,AJ$15-1,1,1))))","v":0},{"$f":"IF(AK$13=\"\",0,CHOOSE(Detalhamento.OpçãoServiços,OFFSET(Import.PLQ,$A52-1,AK$15-1,1,1),IF(ISNUMBER(INDEX(Import.PLE,Detalhamento!$E52,Detalhamento!AK$15)),IF(INDEX(Import.PLE,Detalhamento!$E52,Detalhamento!AK$15)<=mediçao,OFFSET(Import.PLQ,$A52-1,AK$15-1,1,1),0),0),IF(ISNUMBER(INDEX(Import.PLE,Detalhamento!$E52,Detalhamento!AK$15)),IF(INDEX(Import.PLE,Detalhamento!$E52,Detalhamento!AK$15)<=mediçao,0,OFFSET(Import.PLQ,$A52-1,AK$15-1,1,1)),OFFSET(Import.PLQ,$A52-1,AK$15-1,1,1))))","v":0},{"$f":"IF(AL$13=\"\",0,CHOOSE(Detalhamento.OpçãoServiços,OFFSET(Import.PLQ,$A52-1,AL$15-1,1,1),IF(ISNUMBER(INDEX(Import.PLE,Detalhamento!$E52,Detalhamento!AL$15)),IF(INDEX(Import.PLE,Detalhamento!$E52,Detalhamento!AL$15)<=mediçao,OFFSET(Import.PLQ,$A52-1,AL$15-1,1,1),0),0),IF(ISNUMBER(INDEX(Import.PLE,Detalhamento!$E52,Detalhamento!AL$15)),IF(INDEX(Import.PLE,Detalhamento!$E52,Detalhamento!AL$15)<=mediçao,0,OFFSET(Import.PLQ,$A52-1,AL$15-1,1,1)),OFFSET(Import.PLQ,$A52-1,AL$15-1,1,1))))","v":0},{"$f":"IF(AM$13=\"\",0,CHOOSE(Detalhamento.OpçãoServiços,OFFSET(Import.PLQ,$A52-1,AM$15-1,1,1),IF(ISNUMBER(INDEX(Import.PLE,Detalhamento!$E52,Detalhamento!AM$15)),IF(INDEX(Import.PLE,Detalhamento!$E52,Detalhamento!AM$15)<=mediçao,OFFSET(Import.PLQ,$A52-1,AM$15-1,1,1),0),0),IF(ISNUMBER(INDEX(Import.PLE,Detalhamento!$E52,Detalhamento!AM$15)),IF(INDEX(Import.PLE,Detalhamento!$E52,Detalhamento!AM$15)<=mediçao,0,OFFSET(Import.PLQ,$A52-1,AM$15-1,1,1)),OFFSET(Import.PLQ,$A52-1,AM$15-1,1,1))))","v":0},{"$f":"IF(AN$13=\"\",0,CHOOSE(Detalhamento.OpçãoServiços,OFFSET(Import.PLQ,$A52-1,AN$15-1,1,1),IF(ISNUMBER(INDEX(Import.PLE,Detalhamento!$E52,Detalhamento!AN$15)),IF(INDEX(Import.PLE,Detalhamento!$E52,Detalhamento!AN$15)<=mediçao,OFFSET(Import.PLQ,$A52-1,AN$15-1,1,1),0),0),IF(ISNUMBER(INDEX(Import.PLE,Detalhamento!$E52,Detalhamento!AN$15)),IF(INDEX(Import.PLE,Detalhamento!$E52,Detalhamento!AN$15)<=mediçao,0,OFFSET(Import.PLQ,$A52-1,AN$15-1,1,1)),OFFSET(Import.PLQ,$A52-1,AN$15-1,1,1))))","v":0},{"$f":"IF(AO$13=\"\",0,CHOOSE(Detalhamento.OpçãoServiços,OFFSET(Import.PLQ,$A52-1,AO$15-1,1,1),IF(ISNUMBER(INDEX(Import.PLE,Detalhamento!$E52,Detalhamento!AO$15)),IF(INDEX(Import.PLE,Detalhamento!$E52,Detalhamento!AO$15)<=mediçao,OFFSET(Import.PLQ,$A52-1,AO$15-1,1,1),0),0),IF(ISNUMBER(INDEX(Import.PLE,Detalhamento!$E52,Detalhamento!AO$15)),IF(INDEX(Import.PLE,Detalhamento!$E52,Detalhamento!AO$15)<=mediçao,0,OFFSET(Import.PLQ,$A52-1,AO$15-1,1,1)),OFFSET(Import.PLQ,$A52-1,AO$15-1,1,1))))","v":0},{"$f":"IF(AP$13=\"\",0,CHOOSE(Detalhamento.OpçãoServiços,OFFSET(Import.PLQ,$A52-1,AP$15-1,1,1),IF(ISNUMBER(INDEX(Import.PLE,Detalhamento!$E52,Detalhamento!AP$15)),IF(INDEX(Import.PLE,Detalhamento!$E52,Detalhamento!AP$15)<=mediçao,OFFSET(Import.PLQ,$A52-1,AP$15-1,1,1),0),0),IF(ISNUMBER(INDEX(Import.PLE,Detalhamento!$E52,Detalhamento!AP$15)),IF(INDEX(Import.PLE,Detalhamento!$E52,Detalhamento!AP$15)<=mediçao,0,OFFSET(Import.PLQ,$A52-1,AP$15-1,1,1)),OFFSET(Import.PLQ,$A52-1,AP$15-1,1,1))))","v":0},{"$f":"IF(AQ$13=\"\",0,CHOOSE(Detalhamento.OpçãoServiços,OFFSET(Import.PLQ,$A52-1,AQ$15-1,1,1),IF(ISNUMBER(INDEX(Import.PLE,Detalhamento!$E52,Detalhamento!AQ$15)),IF(INDEX(Import.PLE,Detalhamento!$E52,Detalhamento!AQ$15)<=mediçao,OFFSET(Import.PLQ,$A52-1,AQ$15-1,1,1),0),0),IF(ISNUMBER(INDEX(Import.PLE,Detalhamento!$E52,Detalhamento!AQ$15)),IF(INDEX(Import.PLE,Detalhamento!$E52,Detalhamento!AQ$15)<=mediçao,0,OFFSET(Import.PLQ,$A52-1,AQ$15-1,1,1)),OFFSET(Import.PLQ,$A52-1,AQ$15-1,1,1))))","v":0},{"$f":"IF(AR$13=\"\",0,CHOOSE(Detalhamento.OpçãoServiços,OFFSET(Import.PLQ,$A52-1,AR$15-1,1,1),IF(ISNUMBER(INDEX(Import.PLE,Detalhamento!$E52,Detalhamento!AR$15)),IF(INDEX(Import.PLE,Detalhamento!$E52,Detalhamento!AR$15)<=mediçao,OFFSET(Import.PLQ,$A52-1,AR$15-1,1,1),0),0),IF(ISNUMBER(INDEX(Import.PLE,Detalhamento!$E52,Detalhamento!AR$15)),IF(INDEX(Import.PLE,Detalhamento!$E52,Detalhamento!AR$15)<=mediçao,0,OFFSET(Import.PLQ,$A52-1,AR$15-1,1,1)),OFFSET(Import.PLQ,$A52-1,AR$15-1,1,1))))","v":0},{"$f":"IF(AS$13=\"\",0,CHOOSE(Detalhamento.OpçãoServiços,OFFSET(Import.PLQ,$A52-1,AS$15-1,1,1),IF(ISNUMBER(INDEX(Import.PLE,Detalhamento!$E52,Detalhamento!AS$15)),IF(INDEX(Import.PLE,Detalhamento!$E52,Detalhamento!AS$15)<=mediçao,OFFSET(Import.PLQ,$A52-1,AS$15-1,1,1),0),0),IF(ISNUMBER(INDEX(Import.PLE,Detalhamento!$E52,Detalhamento!AS$15)),IF(INDEX(Import.PLE,Detalhamento!$E52,Detalhamento!AS$15)<=mediçao,0,OFFSET(Import.PLQ,$A52-1,AS$15-1,1,1)),OFFSET(Import.PLQ,$A52-1,AS$15-1,1,1))))","v":0},{"$f":"IF(AT$13=\"\",0,CHOOSE(Detalhamento.OpçãoServiços,OFFSET(Import.PLQ,$A52-1,AT$15-1,1,1),IF(ISNUMBER(INDEX(Import.PLE,Detalhamento!$E52,Detalhamento!AT$15)),IF(INDEX(Import.PLE,Detalhamento!$E52,Detalhamento!AT$15)<=mediçao,OFFSET(Import.PLQ,$A52-1,AT$15-1,1,1),0),0),IF(ISNUMBER(INDEX(Import.PLE,Detalhamento!$E52,Detalhamento!AT$15)),IF(INDEX(Import.PLE,Detalhamento!$E52,Detalhamento!AT$15)<=mediçao,0,OFFSET(Import.PLQ,$A52-1,AT$15-1,1,1)),OFFSET(Import.PLQ,$A52-1,AT$15-1,1,1))))","v":0},{"$f":"IF(AU$13=\"\",0,CHOOSE(Detalhamento.OpçãoServiços,OFFSET(Import.PLQ,$A52-1,AU$15-1,1,1),IF(ISNUMBER(INDEX(Import.PLE,Detalhamento!$E52,Detalhamento!AU$15)),IF(INDEX(Import.PLE,Detalhamento!$E52,Detalhamento!AU$15)<=mediçao,OFFSET(Import.PLQ,$A52-1,AU$15-1,1,1),0),0),IF(ISNUMBER(INDEX(Import.PLE,Detalhamento!$E52,Detalhamento!AU$15)),IF(INDEX(Import.PLE,Detalhamento!$E52,Detalhamento!AU$15)<=mediçao,0,OFFSET(Import.PLQ,$A52-1,AU$15-1,1,1)),OFFSET(Import.PLQ,$A52-1,AU$15-1,1,1))))","v":0},{"$f":"IF(AV$13=\"\",0,CHOOSE(Detalhamento.OpçãoServiços,OFFSET(Import.PLQ,$A52-1,AV$15-1,1,1),IF(ISNUMBER(INDEX(Import.PLE,Detalhamento!$E52,Detalhamento!AV$15)),IF(INDEX(Import.PLE,Detalhamento!$E52,Detalhamento!AV$15)<=mediçao,OFFSET(Import.PLQ,$A52-1,AV$15-1,1,1),0),0),IF(ISNUMBER(INDEX(Import.PLE,Detalhamento!$E52,Detalhamento!AV$15)),IF(INDEX(Import.PLE,Detalhamento!$E52,Detalhamento!AV$15)<=mediçao,0,OFFSET(Import.PLQ,$A52-1,AV$15-1,1,1)),OFFSET(Import.PLQ,$A52-1,AV$15-1,1,1))))","v":0},{"$f":"IF(AW$13=\"\",0,CHOOSE(Detalhamento.OpçãoServiços,OFFSET(Import.PLQ,$A52-1,AW$15-1,1,1),IF(ISNUMBER(INDEX(Import.PLE,Detalhamento!$E52,Detalhamento!AW$15)),IF(INDEX(Import.PLE,Detalhamento!$E52,Detalhamento!AW$15)<=mediçao,OFFSET(Import.PLQ,$A52-1,AW$15-1,1,1),0),0),IF(ISNUMBER(INDEX(Import.PLE,Detalhamento!$E52,Detalhamento!AW$15)),IF(INDEX(Import.PLE,Detalhamento!$E52,Detalhamento!AW$15)<=mediçao,0,OFFSET(Import.PLQ,$A52-1,AW$15-1,1,1)),OFFSET(Import.PLQ,$A52-1,AW$15-1,1,1))))","v":0},{"$f":"IF(AX$13=\"\",0,CHOOSE(Detalhamento.OpçãoServiços,OFFSET(Import.PLQ,$A52-1,AX$15-1,1,1),IF(ISNUMBER(INDEX(Import.PLE,Detalhamento!$E52,Detalhamento!AX$15)),IF(INDEX(Import.PLE,Detalhamento!$E52,Detalhamento!AX$15)<=mediçao,OFFSET(Import.PLQ,$A52-1,AX$15-1,1,1),0),0),IF(ISNUMBER(INDEX(Import.PLE,Detalhamento!$E52,Detalhamento!AX$15)),IF(INDEX(Import.PLE,Detalhamento!$E52,Detalhamento!AX$15)<=mediçao,0,OFFSET(Import.PLQ,$A52-1,AX$15-1,1,1)),OFFSET(Import.PLQ,$A52-1,AX$15-1,1,1))))","v":0},{"$f":"IF(AY$13=\"\",0,CHOOSE(Detalhamento.OpçãoServiços,OFFSET(Import.PLQ,$A52-1,AY$15-1,1,1),IF(ISNUMBER(INDEX(Import.PLE,Detalhamento!$E52,Detalhamento!AY$15)),IF(INDEX(Import.PLE,Detalhamento!$E52,Detalhamento!AY$15)<=mediçao,OFFSET(Import.PLQ,$A52-1,AY$15-1,1,1),0),0),IF(ISNUMBER(INDEX(Import.PLE,Detalhamento!$E52,Detalhamento!AY$15)),IF(INDEX(Import.PLE,Detalhamento!$E52,Detalhamento!AY$15)<=mediçao,0,OFFSET(Import.PLQ,$A52-1,AY$15-1,1,1)),OFFSET(Import.PLQ,$A52-1,AY$15-1,1,1))))","v":0},{"$f":"IF(AZ$13=\"\",0,CHOOSE(Detalhamento.OpçãoServiços,OFFSET(Import.PLQ,$A52-1,AZ$15-1,1,1),IF(ISNUMBER(INDEX(Import.PLE,Detalhamento!$E52,Detalhamento!AZ$15)),IF(INDEX(Import.PLE,Detalhamento!$E52,Detalhamento!AZ$15)<=mediçao,OFFSET(Import.PLQ,$A52-1,AZ$15-1,1,1),0),0),IF(ISNUMBER(INDEX(Import.PLE,Detalhamento!$E52,Detalhamento!AZ$15)),IF(INDEX(Import.PLE,Detalhamento!$E52,Detalhamento!AZ$15)<=mediçao,0,OFFSET(Import.PLQ,$A52-1,AZ$15-1,1,1)),OFFSET(Import.PLQ,$A52-1,AZ$15-1,1,1))))","v":0},{"$f":"IF(BA$13=\"\",0,CHOOSE(Detalhamento.OpçãoServiços,OFFSET(Import.PLQ,$A52-1,BA$15-1,1,1),IF(ISNUMBER(INDEX(Import.PLE,Detalhamento!$E52,Detalhamento!BA$15)),IF(INDEX(Import.PLE,Detalhamento!$E52,Detalhamento!BA$15)<=mediçao,OFFSET(Import.PLQ,$A52-1,BA$15-1,1,1),0),0),IF(ISNUMBER(INDEX(Import.PLE,Detalhamento!$E52,Detalhamento!BA$15)),IF(INDEX(Import.PLE,Detalhamento!$E52,Detalhamento!BA$15)<=mediçao,0,OFFSET(Import.PLQ,$A52-1,BA$15-1,1,1)),OFFSET(Import.PLQ,$A52-1,BA$15-1,1,1))))","v":0},{"$f":"IF(BB$13=\"\",0,CHOOSE(Detalhamento.OpçãoServiços,OFFSET(Import.PLQ,$A52-1,BB$15-1,1,1),IF(ISNUMBER(INDEX(Import.PLE,Detalhamento!$E52,Detalhamento!BB$15)),IF(INDEX(Import.PLE,Detalhamento!$E52,Detalhamento!BB$15)<=mediçao,OFFSET(Import.PLQ,$A52-1,BB$15-1,1,1),0),0),IF(ISNUMBER(INDEX(Import.PLE,Detalhamento!$E52,Detalhamento!BB$15)),IF(INDEX(Import.PLE,Detalhamento!$E52,Detalhamento!BB$15)<=mediçao,0,OFFSET(Import.PLQ,$A52-1,BB$15-1,1,1)),OFFSET(Import.PLQ,$A52-1,BB$15-1,1,1))))","v":0},{"$f":"IF(BC$13=\"\",0,CHOOSE(Detalhamento.OpçãoServiços,OFFSET(Import.PLQ,$A52-1,BC$15-1,1,1),IF(ISNUMBER(INDEX(Import.PLE,Detalhamento!$E52,Detalhamento!BC$15)),IF(INDEX(Import.PLE,Detalhamento!$E52,Detalhamento!BC$15)<=mediçao,OFFSET(Import.PLQ,$A52-1,BC$15-1,1,1),0),0),IF(ISNUMBER(INDEX(Import.PLE,Detalhamento!$E52,Detalhamento!BC$15)),IF(INDEX(Import.PLE,Detalhamento!$E52,Detalhamento!BC$15)<=mediçao,0,OFFSET(Import.PLQ,$A52-1,BC$15-1,1,1)),OFFSET(Import.PLQ,$A52-1,BC$15-1,1,1))))","v":0},{"$f":"IF(BD$13=\"\",0,CHOOSE(Detalhamento.OpçãoServiços,OFFSET(Import.PLQ,$A52-1,BD$15-1,1,1),IF(ISNUMBER(INDEX(Import.PLE,Detalhamento!$E52,Detalhamento!BD$15)),IF(INDEX(Import.PLE,Detalhamento!$E52,Detalhamento!BD$15)<=mediçao,OFFSET(Import.PLQ,$A52-1,BD$15-1,1,1),0),0),IF(ISNUMBER(INDEX(Import.PLE,Detalhamento!$E52,Detalhamento!BD$15)),IF(INDEX(Import.PLE,Detalhamento!$E52,Detalhamento!BD$15)<=mediçao,0,OFFSET(Import.PLQ,$A52-1,BD$15-1,1,1)),OFFSET(Import.PLQ,$A52-1,BD$15-1,1,1))))","v":0},{"$f":"IF(BE$13=\"\",0,CHOOSE(Detalhamento.OpçãoServiços,OFFSET(Import.PLQ,$A52-1,BE$15-1,1,1),IF(ISNUMBER(INDEX(Import.PLE,Detalhamento!$E52,Detalhamento!BE$15)),IF(INDEX(Import.PLE,Detalhamento!$E52,Detalhamento!BE$15)<=mediçao,OFFSET(Import.PLQ,$A52-1,BE$15-1,1,1),0),0),IF(ISNUMBER(INDEX(Import.PLE,Detalhamento!$E52,Detalhamento!BE$15)),IF(INDEX(Import.PLE,Detalhamento!$E52,Detalhamento!BE$15)<=mediçao,0,OFFSET(Import.PLQ,$A52-1,BE$15-1,1,1)),OFFSET(Import.PLQ,$A52-1,BE$15-1,1,1))))","v":0},{"$f":"IF(BF$13=\"\",0,CHOOSE(Detalhamento.OpçãoServiços,OFFSET(Import.PLQ,$A52-1,BF$15-1,1,1),IF(ISNUMBER(INDEX(Import.PLE,Detalhamento!$E52,Detalhamento!BF$15)),IF(INDEX(Import.PLE,Detalhamento!$E52,Detalhamento!BF$15)<=mediçao,OFFSET(Import.PLQ,$A52-1,BF$15-1,1,1),0),0),IF(ISNUMBER(INDEX(Import.PLE,Detalhamento!$E52,Detalhamento!BF$15)),IF(INDEX(Import.PLE,Detalhamento!$E52,Detalhamento!BF$15)<=mediçao,0,OFFSET(Import.PLQ,$A52-1,BF$15-1,1,1)),OFFSET(Import.PLQ,$A52-1,BF$15-1,1,1))))","v":0},{"$f":"IF(BG$13=\"\",0,CHOOSE(Detalhamento.OpçãoServiços,OFFSET(Import.PLQ,$A52-1,BG$15-1,1,1),IF(ISNUMBER(INDEX(Import.PLE,Detalhamento!$E52,Detalhamento!BG$15)),IF(INDEX(Import.PLE,Detalhamento!$E52,Detalhamento!BG$15)<=mediçao,OFFSET(Import.PLQ,$A52-1,BG$15-1,1,1),0),0),IF(ISNUMBER(INDEX(Import.PLE,Detalhamento!$E52,Detalhamento!BG$15)),IF(INDEX(Import.PLE,Detalhamento!$E52,Detalhamento!BG$15)<=mediçao,0,OFFSET(Import.PLQ,$A52-1,BG$15-1,1,1)),OFFSET(Import.PLQ,$A52-1,BG$15-1,1,1))))","v":0},{"$f":"IF(BH$13=\"\",0,CHOOSE(Detalhamento.OpçãoServiços,OFFSET(Import.PLQ,$A52-1,BH$15-1,1,1),IF(ISNUMBER(INDEX(Import.PLE,Detalhamento!$E52,Detalhamento!BH$15)),IF(INDEX(Import.PLE,Detalhamento!$E52,Detalhamento!BH$15)<=mediçao,OFFSET(Import.PLQ,$A52-1,BH$15-1,1,1),0),0),IF(ISNUMBER(INDEX(Import.PLE,Detalhamento!$E52,Detalhamento!BH$15)),IF(INDEX(Import.PLE,Detalhamento!$E52,Detalhamento!BH$15)<=mediçao,0,OFFSET(Import.PLQ,$A52-1,BH$15-1,1,1)),OFFSET(Import.PLQ,$A52-1,BH$15-1,1,1))))","v":0},{"$f":"IF(BI$13=\"\",0,CHOOSE(Detalhamento.OpçãoServiços,OFFSET(Import.PLQ,$A52-1,BI$15-1,1,1),IF(ISNUMBER(INDEX(Import.PLE,Detalhamento!$E52,Detalhamento!BI$15)),IF(INDEX(Import.PLE,Detalhamento!$E52,Detalhamento!BI$15)<=mediçao,OFFSET(Import.PLQ,$A52-1,BI$15-1,1,1),0),0),IF(ISNUMBER(INDEX(Import.PLE,Detalhamento!$E52,Detalhamento!BI$15)),IF(INDEX(Import.PLE,Detalhamento!$E52,Detalhamento!BI$15)<=mediçao,0,OFFSET(Import.PLQ,$A52-1,BI$15-1,1,1)),OFFSET(Import.PLQ,$A52-1,BI$15-1,1,1))))","v":0}]
[49,"Evento",null,null,10,100000,"Evento","PINTURAS","R$",26151.25,null,{"$f":"IF(L$13=\"\",0,CHOOSE(Detalhamento.OpçãoServiços,OFFSET(Import.PLQ,$A53-1,L$15-1,1,1),IF(ISNUMBER(INDEX(Import.PLE,Detalhamento!$E53,Detalhamento!L$15)),IF(INDEX(Import.PLE,Detalhamento!$E53,Detalhamento!L$15)<=mediçao,OFFSET(Import.PLQ,$A53-1,L$15-1,1,1),0),0),IF(ISNUMBER(INDEX(Import.PLE,Detalhamento!$E53,Detalhamento!L$15)),IF(INDEX(Import.PLE,Detalhamento!$E53,Detalhamento!L$15)<=mediçao,0,OFFSET(Import.PLQ,$A53-1,L$15-1,1,1)),OFFSET(Import.PLQ,$A53-1,L$15-1,1,1))))","v":0},{"$f":"IF(M$13=\"\",0,CHOOSE(Detalhamento.OpçãoServiços,OFFSET(Import.PLQ,$A53-1,M$15-1,1,1),IF(ISNUMBER(INDEX(Import.PLE,Detalhamento!$E53,Detalhamento!M$15)),IF(INDEX(Import.PLE,Detalhamento!$E53,Detalhamento!M$15)<=mediçao,OFFSET(Import.PLQ,$A53-1,M$15-1,1,1),0),0),IF(ISNUMBER(INDEX(Import.PLE,Detalhamento!$E53,Detalhamento!M$15)),IF(INDEX(Import.PLE,Detalhamento!$E53,Detalhamento!M$15)<=mediçao,0,OFFSET(Import.PLQ,$A53-1,M$15-1,1,1)),OFFSET(Import.PLQ,$A53-1,M$15-1,1,1))))","v":0},{"$f":"IF(N$13=\"\",0,CHOOSE(Detalhamento.OpçãoServiços,OFFSET(Import.PLQ,$A53-1,N$15-1,1,1),IF(ISNUMBER(INDEX(Import.PLE,Detalhamento!$E53,Detalhamento!N$15)),IF(INDEX(Import.PLE,Detalhamento!$E53,Detalhamento!N$15)<=mediçao,OFFSET(Import.PLQ,$A53-1,N$15-1,1,1),0),0),IF(ISNUMBER(INDEX(Import.PLE,Detalhamento!$E53,Detalhamento!N$15)),IF(INDEX(Import.PLE,Detalhamento!$E53,Detalhamento!N$15)<=mediçao,0,OFFSET(Import.PLQ,$A53-1,N$15-1,1,1)),OFFSET(Import.PLQ,$A53-1,N$15-1,1,1))))","v":0},{"$f":"IF(O$13=\"\",0,CHOOSE(Detalhamento.OpçãoServiços,OFFSET(Import.PLQ,$A53-1,O$15-1,1,1),IF(ISNUMBER(INDEX(Import.PLE,Detalhamento!$E53,Detalhamento!O$15)),IF(INDEX(Import.PLE,Detalhamento!$E53,Detalhamento!O$15)<=mediçao,OFFSET(Import.PLQ,$A53-1,O$15-1,1,1),0),0),IF(ISNUMBER(INDEX(Import.PLE,Detalhamento!$E53,Detalhamento!O$15)),IF(INDEX(Import.PLE,Detalhamento!$E53,Detalhamento!O$15)<=mediçao,0,OFFSET(Import.PLQ,$A53-1,O$15-1,1,1)),OFFSET(Import.PLQ,$A53-1,O$15-1,1,1))))","v":26151.25},{"$f":"IF(P$13=\"\",0,CHOOSE(Detalhamento.OpçãoServiços,OFFSET(Import.PLQ,$A53-1,P$15-1,1,1),IF(ISNUMBER(INDEX(Import.PLE,Detalhamento!$E53,Detalhamento!P$15)),IF(INDEX(Import.PLE,Detalhamento!$E53,Detalhamento!P$15)<=mediçao,OFFSET(Import.PLQ,$A53-1,P$15-1,1,1),0),0),IF(ISNUMBER(INDEX(Import.PLE,Detalhamento!$E53,Detalhamento!P$15)),IF(INDEX(Import.PLE,Detalhamento!$E53,Detalhamento!P$15)<=mediçao,0,OFFSET(Import.PLQ,$A53-1,P$15-1,1,1)),OFFSET(Import.PLQ,$A53-1,P$15-1,1,1))))","v":0},{"$f":"IF(Q$13=\"\",0,CHOOSE(Detalhamento.OpçãoServiços,OFFSET(Import.PLQ,$A53-1,Q$15-1,1,1),IF(ISNUMBER(INDEX(Import.PLE,Detalhamento!$E53,Detalhamento!Q$15)),IF(INDEX(Import.PLE,Detalhamento!$E53,Detalhamento!Q$15)<=mediçao,OFFSET(Import.PLQ,$A53-1,Q$15-1,1,1),0),0),IF(ISNUMBER(INDEX(Import.PLE,Detalhamento!$E53,Detalhamento!Q$15)),IF(INDEX(Import.PLE,Detalhamento!$E53,Detalhamento!Q$15)<=mediçao,0,OFFSET(Import.PLQ,$A53-1,Q$15-1,1,1)),OFFSET(Import.PLQ,$A53-1,Q$15-1,1,1))))","v":0},{"$f":"IF(R$13=\"\",0,CHOOSE(Detalhamento.OpçãoServiços,OFFSET(Import.PLQ,$A53-1,R$15-1,1,1),IF(ISNUMBER(INDEX(Import.PLE,Detalhamento!$E53,Detalhamento!R$15)),IF(INDEX(Import.PLE,Detalhamento!$E53,Detalhamento!R$15)<=mediçao,OFFSET(Import.PLQ,$A53-1,R$15-1,1,1),0),0),IF(ISNUMBER(INDEX(Import.PLE,Detalhamento!$E53,Detalhamento!R$15)),IF(INDEX(Import.PLE,Detalhamento!$E53,Detalhamento!R$15)<=mediçao,0,OFFSET(Import.PLQ,$A53-1,R$15-1,1,1)),OFFSET(Import.PLQ,$A53-1,R$15-1,1,1))))","v":0},{"$f":"IF(S$13=\"\",0,CHOOSE(Detalhamento.OpçãoServiços,OFFSET(Import.PLQ,$A53-1,S$15-1,1,1),IF(ISNUMBER(INDEX(Import.PLE,Detalhamento!$E53,Detalhamento!S$15)),IF(INDEX(Import.PLE,Detalhamento!$E53,Detalhamento!S$15)<=mediçao,OFFSET(Import.PLQ,$A53-1,S$15-1,1,1),0),0),IF(ISNUMBER(INDEX(Import.PLE,Detalhamento!$E53,Detalhamento!S$15)),IF(INDEX(Import.PLE,Detalhamento!$E53,Detalhamento!S$15)<=mediçao,0,OFFSET(Import.PLQ,$A53-1,S$15-1,1,1)),OFFSET(Import.PLQ,$A53-1,S$15-1,1,1))))","v":0},{"$f":"IF(T$13=\"\",0,CHOOSE(Detalhamento.OpçãoServiços,OFFSET(Import.PLQ,$A53-1,T$15-1,1,1),IF(ISNUMBER(INDEX(Import.PLE,Detalhamento!$E53,Detalhamento!T$15)),IF(INDEX(Import.PLE,Detalhamento!$E53,Detalhamento!T$15)<=mediçao,OFFSET(Import.PLQ,$A53-1,T$15-1,1,1),0),0),IF(ISNUMBER(INDEX(Import.PLE,Detalhamento!$E53,Detalhamento!T$15)),IF(INDEX(Import.PLE,Detalhamento!$E53,Detalhamento!T$15)<=mediçao,0,OFFSET(Import.PLQ,$A53-1,T$15-1,1,1)),OFFSET(Import.PLQ,$A53-1,T$15-1,1,1))))","v":0},{"$f":"IF(U$13=\"\",0,CHOOSE(Detalhamento.OpçãoServiços,OFFSET(Import.PLQ,$A53-1,U$15-1,1,1),IF(ISNUMBER(INDEX(Import.PLE,Detalhamento!$E53,Detalhamento!U$15)),IF(INDEX(Import.PLE,Detalhamento!$E53,Detalhamento!U$15)<=mediçao,OFFSET(Import.PLQ,$A53-1,U$15-1,1,1),0),0),IF(ISNUMBER(INDEX(Import.PLE,Detalhamento!$E53,Detalhamento!U$15)),IF(INDEX(Import.PLE,Detalhamento!$E53,Detalhamento!U$15)<=mediçao,0,OFFSET(Import.PLQ,$A53-1,U$15-1,1,1)),OFFSET(Import.PLQ,$A53-1,U$15-1,1,1))))","v":0},{"$f":"IF(V$13=\"\",0,CHOOSE(Detalhamento.OpçãoServiços,OFFSET(Import.PLQ,$A53-1,V$15-1,1,1),IF(ISNUMBER(INDEX(Import.PLE,Detalhamento!$E53,Detalhamento!V$15)),IF(INDEX(Import.PLE,Detalhamento!$E53,Detalhamento!V$15)<=mediçao,OFFSET(Import.PLQ,$A53-1,V$15-1,1,1),0),0),IF(ISNUMBER(INDEX(Import.PLE,Detalhamento!$E53,Detalhamento!V$15)),IF(INDEX(Import.PLE,Detalhamento!$E53,Detalhamento!V$15)<=mediçao,0,OFFSET(Import.PLQ,$A53-1,V$15-1,1,1)),OFFSET(Import.PLQ,$A53-1,V$15-1,1,1))))","v":0},{"$f":"IF(W$13=\"\",0,CHOOSE(Detalhamento.OpçãoServiços,OFFSET(Import.PLQ,$A53-1,W$15-1,1,1),IF(ISNUMBER(INDEX(Import.PLE,Detalhamento!$E53,Detalhamento!W$15)),IF(INDEX(Import.PLE,Detalhamento!$E53,Detalhamento!W$15)<=mediçao,OFFSET(Import.PLQ,$A53-1,W$15-1,1,1),0),0),IF(ISNUMBER(INDEX(Import.PLE,Detalhamento!$E53,Detalhamento!W$15)),IF(INDEX(Import.PLE,Detalhamento!$E53,Detalhamento!W$15)<=mediçao,0,OFFSET(Import.PLQ,$A53-1,W$15-1,1,1)),OFFSET(Import.PLQ,$A53-1,W$15-1,1,1))))","v":0},{"$f":"IF(X$13=\"\",0,CHOOSE(Detalhamento.OpçãoServiços,OFFSET(Import.PLQ,$A53-1,X$15-1,1,1),IF(ISNUMBER(INDEX(Import.PLE,Detalhamento!$E53,Detalhamento!X$15)),IF(INDEX(Import.PLE,Detalhamento!$E53,Detalhamento!X$15)<=mediçao,OFFSET(Import.PLQ,$A53-1,X$15-1,1,1),0),0),IF(ISNUMBER(INDEX(Import.PLE,Detalhamento!$E53,Detalhamento!X$15)),IF(INDEX(Import.PLE,Detalhamento!$E53,Detalhamento!X$15)<=mediçao,0,OFFSET(Import.PLQ,$A53-1,X$15-1,1,1)),OFFSET(Import.PLQ,$A53-1,X$15-1,1,1))))","v":0},{"$f":"IF(Y$13=\"\",0,CHOOSE(Detalhamento.OpçãoServiços,OFFSET(Import.PLQ,$A53-1,Y$15-1,1,1),IF(ISNUMBER(INDEX(Import.PLE,Detalhamento!$E53,Detalhamento!Y$15)),IF(INDEX(Import.PLE,Detalhamento!$E53,Detalhamento!Y$15)<=mediçao,OFFSET(Import.PLQ,$A53-1,Y$15-1,1,1),0),0),IF(ISNUMBER(INDEX(Import.PLE,Detalhamento!$E53,Detalhamento!Y$15)),IF(INDEX(Import.PLE,Detalhamento!$E53,Detalhamento!Y$15)<=mediçao,0,OFFSET(Import.PLQ,$A53-1,Y$15-1,1,1)),OFFSET(Import.PLQ,$A53-1,Y$15-1,1,1))))","v":0},{"$f":"IF(Z$13=\"\",0,CHOOSE(Detalhamento.OpçãoServiços,OFFSET(Import.PLQ,$A53-1,Z$15-1,1,1),IF(ISNUMBER(INDEX(Import.PLE,Detalhamento!$E53,Detalhamento!Z$15)),IF(INDEX(Import.PLE,Detalhamento!$E53,Detalhamento!Z$15)<=mediçao,OFFSET(Import.PLQ,$A53-1,Z$15-1,1,1),0),0),IF(ISNUMBER(INDEX(Import.PLE,Detalhamento!$E53,Detalhamento!Z$15)),IF(INDEX(Import.PLE,Detalhamento!$E53,Detalhamento!Z$15)<=mediçao,0,OFFSET(Import.PLQ,$A53-1,Z$15-1,1,1)),OFFSET(Import.PLQ,$A53-1,Z$15-1,1,1))))","v":0},{"$f":"IF(AA$13=\"\",0,CHOOSE(Detalhamento.OpçãoServiços,OFFSET(Import.PLQ,$A53-1,AA$15-1,1,1),IF(ISNUMBER(INDEX(Import.PLE,Detalhamento!$E53,Detalhamento!AA$15)),IF(INDEX(Import.PLE,Detalhamento!$E53,Detalhamento!AA$15)<=mediçao,OFFSET(Import.PLQ,$A53-1,AA$15-1,1,1),0),0),IF(ISNUMBER(INDEX(Import.PLE,Detalhamento!$E53,Detalhamento!AA$15)),IF(INDEX(Import.PLE,Detalhamento!$E53,Detalhamento!AA$15)<=mediçao,0,OFFSET(Import.PLQ,$A53-1,AA$15-1,1,1)),OFFSET(Import.PLQ,$A53-1,AA$15-1,1,1))))","v":0},{"$f":"IF(AB$13=\"\",0,CHOOSE(Detalhamento.OpçãoServiços,OFFSET(Import.PLQ,$A53-1,AB$15-1,1,1),IF(ISNUMBER(INDEX(Import.PLE,Detalhamento!$E53,Detalhamento!AB$15)),IF(INDEX(Import.PLE,Detalhamento!$E53,Detalhamento!AB$15)<=mediçao,OFFSET(Import.PLQ,$A53-1,AB$15-1,1,1),0),0),IF(ISNUMBER(INDEX(Import.PLE,Detalhamento!$E53,Detalhamento!AB$15)),IF(INDEX(Import.PLE,Detalhamento!$E53,Detalhamento!AB$15)<=mediçao,0,OFFSET(Import.PLQ,$A53-1,AB$15-1,1,1)),OFFSET(Import.PLQ,$A53-1,AB$15-1,1,1))))","v":0},{"$f":"IF(AC$13=\"\",0,CHOOSE(Detalhamento.OpçãoServiços,OFFSET(Import.PLQ,$A53-1,AC$15-1,1,1),IF(ISNUMBER(INDEX(Import.PLE,Detalhamento!$E53,Detalhamento!AC$15)),IF(INDEX(Import.PLE,Detalhamento!$E53,Detalhamento!AC$15)<=mediçao,OFFSET(Import.PLQ,$A53-1,AC$15-1,1,1),0),0),IF(ISNUMBER(INDEX(Import.PLE,Detalhamento!$E53,Detalhamento!AC$15)),IF(INDEX(Import.PLE,Detalhamento!$E53,Detalhamento!AC$15)<=mediçao,0,OFFSET(Import.PLQ,$A53-1,AC$15-1,1,1)),OFFSET(Import.PLQ,$A53-1,AC$15-1,1,1))))","v":0},{"$f":"IF(AD$13=\"\",0,CHOOSE(Detalhamento.OpçãoServiços,OFFSET(Import.PLQ,$A53-1,AD$15-1,1,1),IF(ISNUMBER(INDEX(Import.PLE,Detalhamento!$E53,Detalhamento!AD$15)),IF(INDEX(Import.PLE,Detalhamento!$E53,Detalhamento!AD$15)<=mediçao,OFFSET(Import.PLQ,$A53-1,AD$15-1,1,1),0),0),IF(ISNUMBER(INDEX(Import.PLE,Detalhamento!$E53,Detalhamento!AD$15)),IF(INDEX(Import.PLE,Detalhamento!$E53,Detalhamento!AD$15)<=mediçao,0,OFFSET(Import.PLQ,$A53-1,AD$15-1,1,1)),OFFSET(Import.PLQ,$A53-1,AD$15-1,1,1))))","v":0},{"$f":"IF(AE$13=\"\",0,CHOOSE(Detalhamento.OpçãoServiços,OFFSET(Import.PLQ,$A53-1,AE$15-1,1,1),IF(ISNUMBER(INDEX(Import.PLE,Detalhamento!$E53,Detalhamento!AE$15)),IF(INDEX(Import.PLE,Detalhamento!$E53,Detalhamento!AE$15)<=mediçao,OFFSET(Import.PLQ,$A53-1,AE$15-1,1,1),0),0),IF(ISNUMBER(INDEX(Import.PLE,Detalhamento!$E53,Detalhamento!AE$15)),IF(INDEX(Import.PLE,Detalhamento!$E53,Detalhamento!AE$15)<=mediçao,0,OFFSET(Import.PLQ,$A53-1,AE$15-1,1,1)),OFFSET(Import.PLQ,$A53-1,AE$15-1,1,1))))","v":0},{"$f":"IF(AF$13=\"\",0,CHOOSE(Detalhamento.OpçãoServiços,OFFSET(Import.PLQ,$A53-1,AF$15-1,1,1),IF(ISNUMBER(INDEX(Import.PLE,Detalhamento!$E53,Detalhamento!AF$15)),IF(INDEX(Import.PLE,Detalhamento!$E53,Detalhamento!AF$15)<=mediçao,OFFSET(Import.PLQ,$A53-1,AF$15-1,1,1),0),0),IF(ISNUMBER(INDEX(Import.PLE,Detalhamento!$E53,Detalhamento!AF$15)),IF(INDEX(Import.PLE,Detalhamento!$E53,Detalhamento!AF$15)<=mediçao,0,OFFSET(Import.PLQ,$A53-1,AF$15-1,1,1)),OFFSET(Import.PLQ,$A53-1,AF$15-1,1,1))))","v":0},{"$f":"IF(AG$13=\"\",0,CHOOSE(Detalhamento.OpçãoServiços,OFFSET(Import.PLQ,$A53-1,AG$15-1,1,1),IF(ISNUMBER(INDEX(Import.PLE,Detalhamento!$E53,Detalhamento!AG$15)),IF(INDEX(Import.PLE,Detalhamento!$E53,Detalhamento!AG$15)<=mediçao,OFFSET(Import.PLQ,$A53-1,AG$15-1,1,1),0),0),IF(ISNUMBER(INDEX(Import.PLE,Detalhamento!$E53,Detalhamento!AG$15)),IF(INDEX(Import.PLE,Detalhamento!$E53,Detalhamento!AG$15)<=mediçao,0,OFFSET(Import.PLQ,$A53-1,AG$15-1,1,1)),OFFSET(Import.PLQ,$A53-1,AG$15-1,1,1))))","v":0},{"$f":"IF(AH$13=\"\",0,CHOOSE(Detalhamento.OpçãoServiços,OFFSET(Import.PLQ,$A53-1,AH$15-1,1,1),IF(ISNUMBER(INDEX(Import.PLE,Detalhamento!$E53,Detalhamento!AH$15)),IF(INDEX(Import.PLE,Detalhamento!$E53,Detalhamento!AH$15)<=mediçao,OFFSET(Import.PLQ,$A53-1,AH$15-1,1,1),0),0),IF(ISNUMBER(INDEX(Import.PLE,Detalhamento!$E53,Detalhamento!AH$15)),IF(INDEX(Import.PLE,Detalhamento!$E53,Detalhamento!AH$15)<=mediçao,0,OFFSET(Import.PLQ,$A53-1,AH$15-1,1,1)),OFFSET(Import.PLQ,$A53-1,AH$15-1,1,1))))","v":0},{"$f":"IF(AI$13=\"\",0,CHOOSE(Detalhamento.OpçãoServiços,OFFSET(Import.PLQ,$A53-1,AI$15-1,1,1),IF(ISNUMBER(INDEX(Import.PLE,Detalhamento!$E53,Detalhamento!AI$15)),IF(INDEX(Import.PLE,Detalhamento!$E53,Detalhamento!AI$15)<=mediçao,OFFSET(Import.PLQ,$A53-1,AI$15-1,1,1),0),0),IF(ISNUMBER(INDEX(Import.PLE,Detalhamento!$E53,Detalhamento!AI$15)),IF(INDEX(Import.PLE,Detalhamento!$E53,Detalhamento!AI$15)<=mediçao,0,OFFSET(Import.PLQ,$A53-1,AI$15-1,1,1)),OFFSET(Import.PLQ,$A53-1,AI$15-1,1,1))))","v":0},{"$f":"IF(AJ$13=\"\",0,CHOOSE(Detalhamento.OpçãoServiços,OFFSET(Import.PLQ,$A53-1,AJ$15-1,1,1),IF(ISNUMBER(INDEX(Import.PLE,Detalhamento!$E53,Detalhamento!AJ$15)),IF(INDEX(Import.PLE,Detalhamento!$E53,Detalhamento!AJ$15)<=mediçao,OFFSET(Import.PLQ,$A53-1,AJ$15-1,1,1),0),0),IF(ISNUMBER(INDEX(Import.PLE,Detalhamento!$E53,Detalhamento!AJ$15)),IF(INDEX(Import.PLE,Detalhamento!$E53,Detalhamento!AJ$15)<=mediçao,0,OFFSET(Import.PLQ,$A53-1,AJ$15-1,1,1)),OFFSET(Import.PLQ,$A53-1,AJ$15-1,1,1))))","v":0},{"$f":"IF(AK$13=\"\",0,CHOOSE(Detalhamento.OpçãoServiços,OFFSET(Import.PLQ,$A53-1,AK$15-1,1,1),IF(ISNUMBER(INDEX(Import.PLE,Detalhamento!$E53,Detalhamento!AK$15)),IF(INDEX(Import.PLE,Detalhamento!$E53,Detalhamento!AK$15)<=mediçao,OFFSET(Import.PLQ,$A53-1,AK$15-1,1,1),0),0),IF(ISNUMBER(INDEX(Import.PLE,Detalhamento!$E53,Detalhamento!AK$15)),IF(INDEX(Import.PLE,Detalhamento!$E53,Detalhamento!AK$15)<=mediçao,0,OFFSET(Import.PLQ,$A53-1,AK$15-1,1,1)),OFFSET(Import.PLQ,$A53-1,AK$15-1,1,1))))","v":0},{"$f":"IF(AL$13=\"\",0,CHOOSE(Detalhamento.OpçãoServiços,OFFSET(Import.PLQ,$A53-1,AL$15-1,1,1),IF(ISNUMBER(INDEX(Import.PLE,Detalhamento!$E53,Detalhamento!AL$15)),IF(INDEX(Import.PLE,Detalhamento!$E53,Detalhamento!AL$15)<=mediçao,OFFSET(Import.PLQ,$A53-1,AL$15-1,1,1),0),0),IF(ISNUMBER(INDEX(Import.PLE,Detalhamento!$E53,Detalhamento!AL$15)),IF(INDEX(Import.PLE,Detalhamento!$E53,Detalhamento!AL$15)<=mediçao,0,OFFSET(Import.PLQ,$A53-1,AL$15-1,1,1)),OFFSET(Import.PLQ,$A53-1,AL$15-1,1,1))))","v":0},{"$f":"IF(AM$13=\"\",0,CHOOSE(Detalhamento.OpçãoServiços,OFFSET(Import.PLQ,$A53-1,AM$15-1,1,1),IF(ISNUMBER(INDEX(Import.PLE,Detalhamento!$E53,Detalhamento!AM$15)),IF(INDEX(Import.PLE,Detalhamento!$E53,Detalhamento!AM$15)<=mediçao,OFFSET(Import.PLQ,$A53-1,AM$15-1,1,1),0),0),IF(ISNUMBER(INDEX(Import.PLE,Detalhamento!$E53,Detalhamento!AM$15)),IF(INDEX(Import.PLE,Detalhamento!$E53,Detalhamento!AM$15)<=mediçao,0,OFFSET(Import.PLQ,$A53-1,AM$15-1,1,1)),OFFSET(Import.PLQ,$A53-1,AM$15-1,1,1))))","v":0},{"$f":"IF(AN$13=\"\",0,CHOOSE(Detalhamento.OpçãoServiços,OFFSET(Import.PLQ,$A53-1,AN$15-1,1,1),IF(ISNUMBER(INDEX(Import.PLE,Detalhamento!$E53,Detalhamento!AN$15)),IF(INDEX(Import.PLE,Detalhamento!$E53,Detalhamento!AN$15)<=mediçao,OFFSET(Import.PLQ,$A53-1,AN$15-1,1,1),0),0),IF(ISNUMBER(INDEX(Import.PLE,Detalhamento!$E53,Detalhamento!AN$15)),IF(INDEX(Import.PLE,Detalhamento!$E53,Detalhamento!AN$15)<=mediçao,0,OFFSET(Import.PLQ,$A53-1,AN$15-1,1,1)),OFFSET(Import.PLQ,$A53-1,AN$15-1,1,1))))","v":0},{"$f":"IF(AO$13=\"\",0,CHOOSE(Detalhamento.OpçãoServiços,OFFSET(Import.PLQ,$A53-1,AO$15-1,1,1),IF(ISNUMBER(INDEX(Import.PLE,Detalhamento!$E53,Detalhamento!AO$15)),IF(INDEX(Import.PLE,Detalhamento!$E53,Detalhamento!AO$15)<=mediçao,OFFSET(Import.PLQ,$A53-1,AO$15-1,1,1),0),0),IF(ISNUMBER(INDEX(Import.PLE,Detalhamento!$E53,Detalhamento!AO$15)),IF(INDEX(Import.PLE,Detalhamento!$E53,Detalhamento!AO$15)<=mediçao,0,OFFSET(Import.PLQ,$A53-1,AO$15-1,1,1)),OFFSET(Import.PLQ,$A53-1,AO$15-1,1,1))))","v":0},{"$f":"IF(AP$13=\"\",0,CHOOSE(Detalhamento.OpçãoServiços,OFFSET(Import.PLQ,$A53-1,AP$15-1,1,1),IF(ISNUMBER(INDEX(Import.PLE,Detalhamento!$E53,Detalhamento!AP$15)),IF(INDEX(Import.PLE,Detalhamento!$E53,Detalhamento!AP$15)<=mediçao,OFFSET(Import.PLQ,$A53-1,AP$15-1,1,1),0),0),IF(ISNUMBER(INDEX(Import.PLE,Detalhamento!$E53,Detalhamento!AP$15)),IF(INDEX(Import.PLE,Detalhamento!$E53,Detalhamento!AP$15)<=mediçao,0,OFFSET(Import.PLQ,$A53-1,AP$15-1,1,1)),OFFSET(Import.PLQ,$A53-1,AP$15-1,1,1))))","v":0},{"$f":"IF(AQ$13=\"\",0,CHOOSE(Detalhamento.OpçãoServiços,OFFSET(Import.PLQ,$A53-1,AQ$15-1,1,1),IF(ISNUMBER(INDEX(Import.PLE,Detalhamento!$E53,Detalhamento!AQ$15)),IF(INDEX(Import.PLE,Detalhamento!$E53,Detalhamento!AQ$15)<=mediçao,OFFSET(Import.PLQ,$A53-1,AQ$15-1,1,1),0),0),IF(ISNUMBER(INDEX(Import.PLE,Detalhamento!$E53,Detalhamento!AQ$15)),IF(INDEX(Import.PLE,Detalhamento!$E53,Detalhamento!AQ$15)<=mediçao,0,OFFSET(Import.PLQ,$A53-1,AQ$15-1,1,1)),OFFSET(Import.PLQ,$A53-1,AQ$15-1,1,1))))","v":0},{"$f":"IF(AR$13=\"\",0,CHOOSE(Detalhamento.OpçãoServiços,OFFSET(Import.PLQ,$A53-1,AR$15-1,1,1),IF(ISNUMBER(INDEX(Import.PLE,Detalhamento!$E53,Detalhamento!AR$15)),IF(INDEX(Import.PLE,Detalhamento!$E53,Detalhamento!AR$15)<=mediçao,OFFSET(Import.PLQ,$A53-1,AR$15-1,1,1),0),0),IF(ISNUMBER(INDEX(Import.PLE,Detalhamento!$E53,Detalhamento!AR$15)),IF(INDEX(Import.PLE,Detalhamento!$E53,Detalhamento!AR$15)<=mediçao,0,OFFSET(Import.PLQ,$A53-1,AR$15-1,1,1)),OFFSET(Import.PLQ,$A53-1,AR$15-1,1,1))))","v":0},{"$f":"IF(AS$13=\"\",0,CHOOSE(Detalhamento.OpçãoServiços,OFFSET(Import.PLQ,$A53-1,AS$15-1,1,1),IF(ISNUMBER(INDEX(Import.PLE,Detalhamento!$E53,Detalhamento!AS$15)),IF(INDEX(Import.PLE,Detalhamento!$E53,Detalhamento!AS$15)<=mediçao,OFFSET(Import.PLQ,$A53-1,AS$15-1,1,1),0),0),IF(ISNUMBER(INDEX(Import.PLE,Detalhamento!$E53,Detalhamento!AS$15)),IF(INDEX(Import.PLE,Detalhamento!$E53,Detalhamento!AS$15)<=mediçao,0,OFFSET(Import.PLQ,$A53-1,AS$15-1,1,1)),OFFSET(Import.PLQ,$A53-1,AS$15-1,1,1))))","v":0},{"$f":"IF(AT$13=\"\",0,CHOOSE(Detalhamento.OpçãoServiços,OFFSET(Import.PLQ,$A53-1,AT$15-1,1,1),IF(ISNUMBER(INDEX(Import.PLE,Detalhamento!$E53,Detalhamento!AT$15)),IF(INDEX(Import.PLE,Detalhamento!$E53,Detalhamento!AT$15)<=mediçao,OFFSET(Import.PLQ,$A53-1,AT$15-1,1,1),0),0),IF(ISNUMBER(INDEX(Import.PLE,Detalhamento!$E53,Detalhamento!AT$15)),IF(INDEX(Import.PLE,Detalhamento!$E53,Detalhamento!AT$15)<=mediçao,0,OFFSET(Import.PLQ,$A53-1,AT$15-1,1,1)),OFFSET(Import.PLQ,$A53-1,AT$15-1,1,1))))","v":0},{"$f":"IF(AU$13=\"\",0,CHOOSE(Detalhamento.OpçãoServiços,OFFSET(Import.PLQ,$A53-1,AU$15-1,1,1),IF(ISNUMBER(INDEX(Import.PLE,Detalhamento!$E53,Detalhamento!AU$15)),IF(INDEX(Import.PLE,Detalhamento!$E53,Detalhamento!AU$15)<=mediçao,OFFSET(Import.PLQ,$A53-1,AU$15-1,1,1),0),0),IF(ISNUMBER(INDEX(Import.PLE,Detalhamento!$E53,Detalhamento!AU$15)),IF(INDEX(Import.PLE,Detalhamento!$E53,Detalhamento!AU$15)<=mediçao,0,OFFSET(Import.PLQ,$A53-1,AU$15-1,1,1)),OFFSET(Import.PLQ,$A53-1,AU$15-1,1,1))))","v":0},{"$f":"IF(AV$13=\"\",0,CHOOSE(Detalhamento.OpçãoServiços,OFFSET(Import.PLQ,$A53-1,AV$15-1,1,1),IF(ISNUMBER(INDEX(Import.PLE,Detalhamento!$E53,Detalhamento!AV$15)),IF(INDEX(Import.PLE,Detalhamento!$E53,Detalhamento!AV$15)<=mediçao,OFFSET(Import.PLQ,$A53-1,AV$15-1,1,1),0),0),IF(ISNUMBER(INDEX(Import.PLE,Detalhamento!$E53,Detalhamento!AV$15)),IF(INDEX(Import.PLE,Detalhamento!$E53,Detalhamento!AV$15)<=mediçao,0,OFFSET(Import.PLQ,$A53-1,AV$15-1,1,1)),OFFSET(Import.PLQ,$A53-1,AV$15-1,1,1))))","v":0},{"$f":"IF(AW$13=\"\",0,CHOOSE(Detalhamento.OpçãoServiços,OFFSET(Import.PLQ,$A53-1,AW$15-1,1,1),IF(ISNUMBER(INDEX(Import.PLE,Detalhamento!$E53,Detalhamento!AW$15)),IF(INDEX(Import.PLE,Detalhamento!$E53,Detalhamento!AW$15)<=mediçao,OFFSET(Import.PLQ,$A53-1,AW$15-1,1,1),0),0),IF(ISNUMBER(INDEX(Import.PLE,Detalhamento!$E53,Detalhamento!AW$15)),IF(INDEX(Import.PLE,Detalhamento!$E53,Detalhamento!AW$15)<=mediçao,0,OFFSET(Import.PLQ,$A53-1,AW$15-1,1,1)),OFFSET(Import.PLQ,$A53-1,AW$15-1,1,1))))","v":0},{"$f":"IF(AX$13=\"\",0,CHOOSE(Detalhamento.OpçãoServiços,OFFSET(Import.PLQ,$A53-1,AX$15-1,1,1),IF(ISNUMBER(INDEX(Import.PLE,Detalhamento!$E53,Detalhamento!AX$15)),IF(INDEX(Import.PLE,Detalhamento!$E53,Detalhamento!AX$15)<=mediçao,OFFSET(Import.PLQ,$A53-1,AX$15-1,1,1),0),0),IF(ISNUMBER(INDEX(Import.PLE,Detalhamento!$E53,Detalhamento!AX$15)),IF(INDEX(Import.PLE,Detalhamento!$E53,Detalhamento!AX$15)<=mediçao,0,OFFSET(Import.PLQ,$A53-1,AX$15-1,1,1)),OFFSET(Import.PLQ,$A53-1,AX$15-1,1,1))))","v":0},{"$f":"IF(AY$13=\"\",0,CHOOSE(Detalhamento.OpçãoServiços,OFFSET(Import.PLQ,$A53-1,AY$15-1,1,1),IF(ISNUMBER(INDEX(Import.PLE,Detalhamento!$E53,Detalhamento!AY$15)),IF(INDEX(Import.PLE,Detalhamento!$E53,Detalhamento!AY$15)<=mediçao,OFFSET(Import.PLQ,$A53-1,AY$15-1,1,1),0),0),IF(ISNUMBER(INDEX(Import.PLE,Detalhamento!$E53,Detalhamento!AY$15)),IF(INDEX(Import.PLE,Detalhamento!$E53,Detalhamento!AY$15)<=mediçao,0,OFFSET(Import.PLQ,$A53-1,AY$15-1,1,1)),OFFSET(Import.PLQ,$A53-1,AY$15-1,1,1))))","v":0},{"$f":"IF(AZ$13=\"\",0,CHOOSE(Detalhamento.OpçãoServiços,OFFSET(Import.PLQ,$A53-1,AZ$15-1,1,1),IF(ISNUMBER(INDEX(Import.PLE,Detalhamento!$E53,Detalhamento!AZ$15)),IF(INDEX(Import.PLE,Detalhamento!$E53,Detalhamento!AZ$15)<=mediçao,OFFSET(Import.PLQ,$A53-1,AZ$15-1,1,1),0),0),IF(ISNUMBER(INDEX(Import.PLE,Detalhamento!$E53,Detalhamento!AZ$15)),IF(INDEX(Import.PLE,Detalhamento!$E53,Detalhamento!AZ$15)<=mediçao,0,OFFSET(Import.PLQ,$A53-1,AZ$15-1,1,1)),OFFSET(Import.PLQ,$A53-1,AZ$15-1,1,1))))","v":0},{"$f":"IF(BA$13=\"\",0,CHOOSE(Detalhamento.OpçãoServiços,OFFSET(Import.PLQ,$A53-1,BA$15-1,1,1),IF(ISNUMBER(INDEX(Import.PLE,Detalhamento!$E53,Detalhamento!BA$15)),IF(INDEX(Import.PLE,Detalhamento!$E53,Detalhamento!BA$15)<=mediçao,OFFSET(Import.PLQ,$A53-1,BA$15-1,1,1),0),0),IF(ISNUMBER(INDEX(Import.PLE,Detalhamento!$E53,Detalhamento!BA$15)),IF(INDEX(Import.PLE,Detalhamento!$E53,Detalhamento!BA$15)<=mediçao,0,OFFSET(Import.PLQ,$A53-1,BA$15-1,1,1)),OFFSET(Import.PLQ,$A53-1,BA$15-1,1,1))))","v":0},{"$f":"IF(BB$13=\"\",0,CHOOSE(Detalhamento.OpçãoServiços,OFFSET(Import.PLQ,$A53-1,BB$15-1,1,1),IF(ISNUMBER(INDEX(Import.PLE,Detalhamento!$E53,Detalhamento!BB$15)),IF(INDEX(Import.PLE,Detalhamento!$E53,Detalhamento!BB$15)<=mediçao,OFFSET(Import.PLQ,$A53-1,BB$15-1,1,1),0),0),IF(ISNUMBER(INDEX(Import.PLE,Detalhamento!$E53,Detalhamento!BB$15)),IF(INDEX(Import.PLE,Detalhamento!$E53,Detalhamento!BB$15)<=mediçao,0,OFFSET(Import.PLQ,$A53-1,BB$15-1,1,1)),OFFSET(Import.PLQ,$A53-1,BB$15-1,1,1))))","v":0},{"$f":"IF(BC$13=\"\",0,CHOOSE(Detalhamento.OpçãoServiços,OFFSET(Import.PLQ,$A53-1,BC$15-1,1,1),IF(ISNUMBER(INDEX(Import.PLE,Detalhamento!$E53,Detalhamento!BC$15)),IF(INDEX(Import.PLE,Detalhamento!$E53,Detalhamento!BC$15)<=mediçao,OFFSET(Import.PLQ,$A53-1,BC$15-1,1,1),0),0),IF(ISNUMBER(INDEX(Import.PLE,Detalhamento!$E53,Detalhamento!BC$15)),IF(INDEX(Import.PLE,Detalhamento!$E53,Detalhamento!BC$15)<=mediçao,0,OFFSET(Import.PLQ,$A53-1,BC$15-1,1,1)),OFFSET(Import.PLQ,$A53-1,BC$15-1,1,1))))","v":0},{"$f":"IF(BD$13=\"\",0,CHOOSE(Detalhamento.OpçãoServiços,OFFSET(Import.PLQ,$A53-1,BD$15-1,1,1),IF(ISNUMBER(INDEX(Import.PLE,Detalhamento!$E53,Detalhamento!BD$15)),IF(INDEX(Import.PLE,Detalhamento!$E53,Detalhamento!BD$15)<=mediçao,OFFSET(Import.PLQ,$A53-1,BD$15-1,1,1),0),0),IF(ISNUMBER(INDEX(Import.PLE,Detalhamento!$E53,Detalhamento!BD$15)),IF(INDEX(Import.PLE,Detalhamento!$E53,Detalhamento!BD$15)<=mediçao,0,OFFSET(Import.PLQ,$A53-1,BD$15-1,1,1)),OFFSET(Import.PLQ,$A53-1,BD$15-1,1,1))))","v":0},{"$f":"IF(BE$13=\"\",0,CHOOSE(Detalhamento.OpçãoServiços,OFFSET(Import.PLQ,$A53-1,BE$15-1,1,1),IF(ISNUMBER(INDEX(Import.PLE,Detalhamento!$E53,Detalhamento!BE$15)),IF(INDEX(Import.PLE,Detalhamento!$E53,Detalhamento!BE$15)<=mediçao,OFFSET(Import.PLQ,$A53-1,BE$15-1,1,1),0),0),IF(ISNUMBER(INDEX(Import.PLE,Detalhamento!$E53,Detalhamento!BE$15)),IF(INDEX(Import.PLE,Detalhamento!$E53,Detalhamento!BE$15)<=mediçao,0,OFFSET(Import.PLQ,$A53-1,BE$15-1,1,1)),OFFSET(Import.PLQ,$A53-1,BE$15-1,1,1))))","v":0},{"$f":"IF(BF$13=\"\",0,CHOOSE(Detalhamento.OpçãoServiços,OFFSET(Import.PLQ,$A53-1,BF$15-1,1,1),IF(ISNUMBER(INDEX(Import.PLE,Detalhamento!$E53,Detalhamento!BF$15)),IF(INDEX(Import.PLE,Detalhamento!$E53,Detalhamento!BF$15)<=mediçao,OFFSET(Import.PLQ,$A53-1,BF$15-1,1,1),0),0),IF(ISNUMBER(INDEX(Import.PLE,Detalhamento!$E53,Detalhamento!BF$15)),IF(INDEX(Import.PLE,Detalhamento!$E53,Detalhamento!BF$15)<=mediçao,0,OFFSET(Import.PLQ,$A53-1,BF$15-1,1,1)),OFFSET(Import.PLQ,$A53-1,BF$15-1,1,1))))","v":0},{"$f":"IF(BG$13=\"\",0,CHOOSE(Detalhamento.OpçãoServiços,OFFSET(Import.PLQ,$A53-1,BG$15-1,1,1),IF(ISNUMBER(INDEX(Import.PLE,Detalhamento!$E53,Detalhamento!BG$15)),IF(INDEX(Import.PLE,Detalhamento!$E53,Detalhamento!BG$15)<=mediçao,OFFSET(Import.PLQ,$A53-1,BG$15-1,1,1),0),0),IF(ISNUMBER(INDEX(Import.PLE,Detalhamento!$E53,Detalhamento!BG$15)),IF(INDEX(Import.PLE,Detalhamento!$E53,Detalhamento!BG$15)<=mediçao,0,OFFSET(Import.PLQ,$A53-1,BG$15-1,1,1)),OFFSET(Import.PLQ,$A53-1,BG$15-1,1,1))))","v":0},{"$f":"IF(BH$13=\"\",0,CHOOSE(Detalhamento.OpçãoServiços,OFFSET(Import.PLQ,$A53-1,BH$15-1,1,1),IF(ISNUMBER(INDEX(Import.PLE,Detalhamento!$E53,Detalhamento!BH$15)),IF(INDEX(Import.PLE,Detalhamento!$E53,Detalhamento!BH$15)<=mediçao,OFFSET(Import.PLQ,$A53-1,BH$15-1,1,1),0),0),IF(ISNUMBER(INDEX(Import.PLE,Detalhamento!$E53,Detalhamento!BH$15)),IF(INDEX(Import.PLE,Detalhamento!$E53,Detalhamento!BH$15)<=mediçao,0,OFFSET(Import.PLQ,$A53-1,BH$15-1,1,1)),OFFSET(Import.PLQ,$A53-1,BH$15-1,1,1))))","v":0},{"$f":"IF(BI$13=\"\",0,CHOOSE(Detalhamento.OpçãoServiços,OFFSET(Import.PLQ,$A53-1,BI$15-1,1,1),IF(ISNUMBER(INDEX(Import.PLE,Detalhamento!$E53,Detalhamento!BI$15)),IF(INDEX(Import.PLE,Detalhamento!$E53,Detalhamento!BI$15)<=mediçao,OFFSET(Import.PLQ,$A53-1,BI$15-1,1,1),0),0),IF(ISNUMBER(INDEX(Import.PLE,Detalhamento!$E53,Detalhamento!BI$15)),IF(INDEX(Import.PLE,Detalhamento!$E53,Detalhamento!BI$15)<=mediçao,0,OFFSET(Import.PLQ,$A53-1,BI$15-1,1,1)),OFFSET(Import.PLQ,$A53-1,BI$15-1,1,1))))","v":0}]
[25,"Serviço",null,null,10,100025,"1.6.1.","PINTURA ACRILICA EMBORRACHADA EM PISO CIMENTADO, TRES DEMAOS","M2",968,null,{"$f":"IF(L$13=\"\",0,CHOOSE(Detalhamento.OpçãoServiços,OFFSET(Import.PLQ,$A54-1,L$15-1,1,1),IF(ISNUMBER(INDEX(Import.PLE,Detalhamento!$E54,Detalhamento!L$15)),IF(INDEX(Import.PLE,Detalhamento!$E54,Detalhamento!L$15)<=mediçao,OFFSET(Import.PLQ,$A54-1,L$15-1,1,1),0),0),IF(ISNUMBER(INDEX(Import.PLE,Detalhamento!$E54,Detalhamento!L$15)),IF(INDEX(Import.PLE,Detalhamento!$E54,Detalhamento!L$15)<=mediçao,0,OFFSET(Import.PLQ,$A54-1,L$15-1,1,1)),OFFSET(Import.PLQ,$A54-1,L$15-1,1,1))))","v":0},{"$f":"IF(M$13=\"\",0,CHOOSE(Detalhamento.OpçãoServiços,OFFSET(Import.PLQ,$A54-1,M$15-1,1,1),IF(ISNUMBER(INDEX(Import.PLE,Detalhamento!$E54,Detalhamento!M$15)),IF(INDEX(Import.PLE,Detalhamento!$E54,Detalhamento!M$15)<=mediçao,OFFSET(Import.PLQ,$A54-1,M$15-1,1,1),0),0),IF(ISNUMBER(INDEX(Import.PLE,Detalhamento!$E54,Detalhamento!M$15)),IF(INDEX(Import.PLE,Detalhamento!$E54,Detalhamento!M$15)<=mediçao,0,OFFSET(Import.PLQ,$A54-1,M$15-1,1,1)),OFFSET(Import.PLQ,$A54-1,M$15-1,1,1))))","v":0},{"$f":"IF(N$13=\"\",0,CHOOSE(Detalhamento.OpçãoServiços,OFFSET(Import.PLQ,$A54-1,N$15-1,1,1),IF(ISNUMBER(INDEX(Import.PLE,Detalhamento!$E54,Detalhamento!N$15)),IF(INDEX(Import.PLE,Detalhamento!$E54,Detalhamento!N$15)<=mediçao,OFFSET(Import.PLQ,$A54-1,N$15-1,1,1),0),0),IF(ISNUMBER(INDEX(Import.PLE,Detalhamento!$E54,Detalhamento!N$15)),IF(INDEX(Import.PLE,Detalhamento!$E54,Detalhamento!N$15)<=mediçao,0,OFFSET(Import.PLQ,$A54-1,N$15-1,1,1)),OFFSET(Import.PLQ,$A54-1,N$15-1,1,1))))","v":0},{"$f":"IF(O$13=\"\",0,CHOOSE(Detalhamento.OpçãoServiços,OFFSET(Import.PLQ,$A54-1,O$15-1,1,1),IF(ISNUMBER(INDEX(Import.PLE,Detalhamento!$E54,Detalhamento!O$15)),IF(INDEX(Import.PLE,Detalhamento!$E54,Detalhamento!O$15)<=mediçao,OFFSET(Import.PLQ,$A54-1,O$15-1,1,1),0),0),IF(ISNUMBER(INDEX(Import.PLE,Detalhamento!$E54,Detalhamento!O$15)),IF(INDEX(Import.PLE,Detalhamento!$E54,Detalhamento!O$15)<=mediçao,0,OFFSET(Import.PLQ,$A54-1,O$15-1,1,1)),OFFSET(Import.PLQ,$A54-1,O$15-1,1,1))))","v":968},{"$f":"IF(P$13=\"\",0,CHOOSE(Detalhamento.OpçãoServiços,OFFSET(Import.PLQ,$A54-1,P$15-1,1,1),IF(ISNUMBER(INDEX(Import.PLE,Detalhamento!$E54,Detalhamento!P$15)),IF(INDEX(Import.PLE,Detalhamento!$E54,Detalhamento!P$15)<=mediçao,OFFSET(Import.PLQ,$A54-1,P$15-1,1,1),0),0),IF(ISNUMBER(INDEX(Import.PLE,Detalhamento!$E54,Detalhamento!P$15)),IF(INDEX(Import.PLE,Detalhamento!$E54,Detalhamento!P$15)<=mediçao,0,OFFSET(Import.PLQ,$A54-1,P$15-1,1,1)),OFFSET(Import.PLQ,$A54-1,P$15-1,1,1))))","v":0},{"$f":"IF(Q$13=\"\",0,CHOOSE(Detalhamento.OpçãoServiços,OFFSET(Import.PLQ,$A54-1,Q$15-1,1,1),IF(ISNUMBER(INDEX(Import.PLE,Detalhamento!$E54,Detalhamento!Q$15)),IF(INDEX(Import.PLE,Detalhamento!$E54,Detalhamento!Q$15)<=mediçao,OFFSET(Import.PLQ,$A54-1,Q$15-1,1,1),0),0),IF(ISNUMBER(INDEX(Import.PLE,Detalhamento!$E54,Detalhamento!Q$15)),IF(INDEX(Import.PLE,Detalhamento!$E54,Detalhamento!Q$15)<=mediçao,0,OFFSET(Import.PLQ,$A54-1,Q$15-1,1,1)),OFFSET(Import.PLQ,$A54-1,Q$15-1,1,1))))","v":0},{"$f":"IF(R$13=\"\",0,CHOOSE(Detalhamento.OpçãoServiços,OFFSET(Import.PLQ,$A54-1,R$15-1,1,1),IF(ISNUMBER(INDEX(Import.PLE,Detalhamento!$E54,Detalhamento!R$15)),IF(INDEX(Import.PLE,Detalhamento!$E54,Detalhamento!R$15)<=mediçao,OFFSET(Import.PLQ,$A54-1,R$15-1,1,1),0),0),IF(ISNUMBER(INDEX(Import.PLE,Detalhamento!$E54,Detalhamento!R$15)),IF(INDEX(Import.PLE,Detalhamento!$E54,Detalhamento!R$15)<=mediçao,0,OFFSET(Import.PLQ,$A54-1,R$15-1,1,1)),OFFSET(Import.PLQ,$A54-1,R$15-1,1,1))))","v":0},{"$f":"IF(S$13=\"\",0,CHOOSE(Detalhamento.OpçãoServiços,OFFSET(Import.PLQ,$A54-1,S$15-1,1,1),IF(ISNUMBER(INDEX(Import.PLE,Detalhamento!$E54,Detalhamento!S$15)),IF(INDEX(Import.PLE,Detalhamento!$E54,Detalhamento!S$15)<=mediçao,OFFSET(Import.PLQ,$A54-1,S$15-1,1,1),0),0),IF(ISNUMBER(INDEX(Import.PLE,Detalhamento!$E54,Detalhamento!S$15)),IF(INDEX(Import.PLE,Detalhamento!$E54,Detalhamento!S$15)<=mediçao,0,OFFSET(Import.PLQ,$A54-1,S$15-1,1,1)),OFFSET(Import.PLQ,$A54-1,S$15-1,1,1))))","v":0},{"$f":"IF(T$13=\"\",0,CHOOSE(Detalhamento.OpçãoServiços,OFFSET(Import.PLQ,$A54-1,T$15-1,1,1),IF(ISNUMBER(INDEX(Import.PLE,Detalhamento!$E54,Detalhamento!T$15)),IF(INDEX(Import.PLE,Detalhamento!$E54,Detalhamento!T$15)<=mediçao,OFFSET(Import.PLQ,$A54-1,T$15-1,1,1),0),0),IF(ISNUMBER(INDEX(Import.PLE,Detalhamento!$E54,Detalhamento!T$15)),IF(INDEX(Import.PLE,Detalhamento!$E54,Detalhamento!T$15)<=mediçao,0,OFFSET(Import.PLQ,$A54-1,T$15-1,1,1)),OFFSET(Import.PLQ,$A54-1,T$15-1,1,1))))","v":0},{"$f":"IF(U$13=\"\",0,CHOOSE(Detalhamento.OpçãoServiços,OFFSET(Import.PLQ,$A54-1,U$15-1,1,1),IF(ISNUMBER(INDEX(Import.PLE,Detalhamento!$E54,Detalhamento!U$15)),IF(INDEX(Import.PLE,Detalhamento!$E54,Detalhamento!U$15)<=mediçao,OFFSET(Import.PLQ,$A54-1,U$15-1,1,1),0),0),IF(ISNUMBER(INDEX(Import.PLE,Detalhamento!$E54,Detalhamento!U$15)),IF(INDEX(Import.PLE,Detalhamento!$E54,Detalhamento!U$15)<=mediçao,0,OFFSET(Import.PLQ,$A54-1,U$15-1,1,1)),OFFSET(Import.PLQ,$A54-1,U$15-1,1,1))))","v":0},{"$f":"IF(V$13=\"\",0,CHOOSE(Detalhamento.OpçãoServiços,OFFSET(Import.PLQ,$A54-1,V$15-1,1,1),IF(ISNUMBER(INDEX(Import.PLE,Detalhamento!$E54,Detalhamento!V$15)),IF(INDEX(Import.PLE,Detalhamento!$E54,Detalhamento!V$15)<=mediçao,OFFSET(Import.PLQ,$A54-1,V$15-1,1,1),0),0),IF(ISNUMBER(INDEX(Import.PLE,Detalhamento!$E54,Detalhamento!V$15)),IF(INDEX(Import.PLE,Detalhamento!$E54,Detalhamento!V$15)<=mediçao,0,OFFSET(Import.PLQ,$A54-1,V$15-1,1,1)),OFFSET(Import.PLQ,$A54-1,V$15-1,1,1))))","v":0},{"$f":"IF(W$13=\"\",0,CHOOSE(Detalhamento.OpçãoServiços,OFFSET(Import.PLQ,$A54-1,W$15-1,1,1),IF(ISNUMBER(INDEX(Import.PLE,Detalhamento!$E54,Detalhamento!W$15)),IF(INDEX(Import.PLE,Detalhamento!$E54,Detalhamento!W$15)<=mediçao,OFFSET(Import.PLQ,$A54-1,W$15-1,1,1),0),0),IF(ISNUMBER(INDEX(Import.PLE,Detalhamento!$E54,Detalhamento!W$15)),IF(INDEX(Import.PLE,Detalhamento!$E54,Detalhamento!W$15)<=mediçao,0,OFFSET(Import.PLQ,$A54-1,W$15-1,1,1)),OFFSET(Import.PLQ,$A54-1,W$15-1,1,1))))","v":0},{"$f":"IF(X$13=\"\",0,CHOOSE(Detalhamento.OpçãoServiços,OFFSET(Import.PLQ,$A54-1,X$15-1,1,1),IF(ISNUMBER(INDEX(Import.PLE,Detalhamento!$E54,Detalhamento!X$15)),IF(INDEX(Import.PLE,Detalhamento!$E54,Detalhamento!X$15)<=mediçao,OFFSET(Import.PLQ,$A54-1,X$15-1,1,1),0),0),IF(ISNUMBER(INDEX(Import.PLE,Detalhamento!$E54,Detalhamento!X$15)),IF(INDEX(Import.PLE,Detalhamento!$E54,Detalhamento!X$15)<=mediçao,0,OFFSET(Import.PLQ,$A54-1,X$15-1,1,1)),OFFSET(Import.PLQ,$A54-1,X$15-1,1,1))))","v":0},{"$f":"IF(Y$13=\"\",0,CHOOSE(Detalhamento.OpçãoServiços,OFFSET(Import.PLQ,$A54-1,Y$15-1,1,1),IF(ISNUMBER(INDEX(Import.PLE,Detalhamento!$E54,Detalhamento!Y$15)),IF(INDEX(Import.PLE,Detalhamento!$E54,Detalhamento!Y$15)<=mediçao,OFFSET(Import.PLQ,$A54-1,Y$15-1,1,1),0),0),IF(ISNUMBER(INDEX(Import.PLE,Detalhamento!$E54,Detalhamento!Y$15)),IF(INDEX(Import.PLE,Detalhamento!$E54,Detalhamento!Y$15)<=mediçao,0,OFFSET(Import.PLQ,$A54-1,Y$15-1,1,1)),OFFSET(Import.PLQ,$A54-1,Y$15-1,1,1))))","v":0},{"$f":"IF(Z$13=\"\",0,CHOOSE(Detalhamento.OpçãoServiços,OFFSET(Import.PLQ,$A54-1,Z$15-1,1,1),IF(ISNUMBER(INDEX(Import.PLE,Detalhamento!$E54,Detalhamento!Z$15)),IF(INDEX(Import.PLE,Detalhamento!$E54,Detalhamento!Z$15)<=mediçao,OFFSET(Import.PLQ,$A54-1,Z$15-1,1,1),0),0),IF(ISNUMBER(INDEX(Import.PLE,Detalhamento!$E54,Detalhamento!Z$15)),IF(INDEX(Import.PLE,Detalhamento!$E54,Detalhamento!Z$15)<=mediçao,0,OFFSET(Import.PLQ,$A54-1,Z$15-1,1,1)),OFFSET(Import.PLQ,$A54-1,Z$15-1,1,1))))","v":0},{"$f":"IF(AA$13=\"\",0,CHOOSE(Detalhamento.OpçãoServiços,OFFSET(Import.PLQ,$A54-1,AA$15-1,1,1),IF(ISNUMBER(INDEX(Import.PLE,Detalhamento!$E54,Detalhamento!AA$15)),IF(INDEX(Import.PLE,Detalhamento!$E54,Detalhamento!AA$15)<=mediçao,OFFSET(Import.PLQ,$A54-1,AA$15-1,1,1),0),0),IF(ISNUMBER(INDEX(Import.PLE,Detalhamento!$E54,Detalhamento!AA$15)),IF(INDEX(Import.PLE,Detalhamento!$E54,Detalhamento!AA$15)<=mediçao,0,OFFSET(Import.PLQ,$A54-1,AA$15-1,1,1)),OFFSET(Import.PLQ,$A54-1,AA$15-1,1,1))))","v":0},{"$f":"IF(AB$13=\"\",0,CHOOSE(Detalhamento.OpçãoServiços,OFFSET(Import.PLQ,$A54-1,AB$15-1,1,1),IF(ISNUMBER(INDEX(Import.PLE,Detalhamento!$E54,Detalhamento!AB$15)),IF(INDEX(Import.PLE,Detalhamento!$E54,Detalhamento!AB$15)<=mediçao,OFFSET(Import.PLQ,$A54-1,AB$15-1,1,1),0),0),IF(ISNUMBER(INDEX(Import.PLE,Detalhamento!$E54,Detalhamento!AB$15)),IF(INDEX(Import.PLE,Detalhamento!$E54,Detalhamento!AB$15)<=mediçao,0,OFFSET(Import.PLQ,$A54-1,AB$15-1,1,1)),OFFSET(Import.PLQ,$A54-1,AB$15-1,1,1))))","v":0},{"$f":"IF(AC$13=\"\",0,CHOOSE(Detalhamento.OpçãoServiços,OFFSET(Import.PLQ,$A54-1,AC$15-1,1,1),IF(ISNUMBER(INDEX(Import.PLE,Detalhamento!$E54,Detalhamento!AC$15)),IF(INDEX(Import.PLE,Detalhamento!$E54,Detalhamento!AC$15)<=mediçao,OFFSET(Import.PLQ,$A54-1,AC$15-1,1,1),0),0),IF(ISNUMBER(INDEX(Import.PLE,Detalhamento!$E54,Detalhamento!AC$15)),IF(INDEX(Import.PLE,Detalhamento!$E54,Detalhamento!AC$15)<=mediçao,0,OFFSET(Import.PLQ,$A54-1,AC$15-1,1,1)),OFFSET(Import.PLQ,$A54-1,AC$15-1,1,1))))","v":0},{"$f":"IF(AD$13=\"\",0,CHOOSE(Detalhamento.OpçãoServiços,OFFSET(Import.PLQ,$A54-1,AD$15-1,1,1),IF(ISNUMBER(INDEX(Import.PLE,Detalhamento!$E54,Detalhamento!AD$15)),IF(INDEX(Import.PLE,Detalhamento!$E54,Detalhamento!AD$15)<=mediçao,OFFSET(Import.PLQ,$A54-1,AD$15-1,1,1),0),0),IF(ISNUMBER(INDEX(Import.PLE,Detalhamento!$E54,Detalhamento!AD$15)),IF(INDEX(Import.PLE,Detalhamento!$E54,Detalhamento!AD$15)<=mediçao,0,OFFSET(Import.PLQ,$A54-1,AD$15-1,1,1)),OFFSET(Import.PLQ,$A54-1,AD$15-1,1,1))))","v":0},{"$f":"IF(AE$13=\"\",0,CHOOSE(Detalhamento.OpçãoServiços,OFFSET(Import.PLQ,$A54-1,AE$15-1,1,1),IF(ISNUMBER(INDEX(Import.PLE,Detalhamento!$E54,Detalhamento!AE$15)),IF(INDEX(Import.PLE,Detalhamento!$E54,Detalhamento!AE$15)<=mediçao,OFFSET(Import.PLQ,$A54-1,AE$15-1,1,1),0),0),IF(ISNUMBER(INDEX(Import.PLE,Detalhamento!$E54,Detalhamento!AE$15)),IF(INDEX(Import.PLE,Detalhamento!$E54,Detalhamento!AE$15)<=mediçao,0,OFFSET(Import.PLQ,$A54-1,AE$15-1,1,1)),OFFSET(Import.PLQ,$A54-1,AE$15-1,1,1))))","v":0},{"$f":"IF(AF$13=\"\",0,CHOOSE(Detalhamento.OpçãoServiços,OFFSET(Import.PLQ,$A54-1,AF$15-1,1,1),IF(ISNUMBER(INDEX(Import.PLE,Detalhamento!$E54,Detalhamento!AF$15)),IF(INDEX(Import.PLE,Detalhamento!$E54,Detalhamento!AF$15)<=mediçao,OFFSET(Import.PLQ,$A54-1,AF$15-1,1,1),0),0),IF(ISNUMBER(INDEX(Import.PLE,Detalhamento!$E54,Detalhamento!AF$15)),IF(INDEX(Import.PLE,Detalhamento!$E54,Detalhamento!AF$15)<=mediçao,0,OFFSET(Import.PLQ,$A54-1,AF$15-1,1,1)),OFFSET(Import.PLQ,$A54-1,AF$15-1,1,1))))","v":0},{"$f":"IF(AG$13=\"\",0,CHOOSE(Detalhamento.OpçãoServiços,OFFSET(Import.PLQ,$A54-1,AG$15-1,1,1),IF(ISNUMBER(INDEX(Import.PLE,Detalhamento!$E54,Detalhamento!AG$15)),IF(INDEX(Import.PLE,Detalhamento!$E54,Detalhamento!AG$15)<=mediçao,OFFSET(Import.PLQ,$A54-1,AG$15-1,1,1),0),0),IF(ISNUMBER(INDEX(Import.PLE,Detalhamento!$E54,Detalhamento!AG$15)),IF(INDEX(Import.PLE,Detalhamento!$E54,Detalhamento!AG$15)<=mediçao,0,OFFSET(Import.PLQ,$A54-1,AG$15-1,1,1)),OFFSET(Import.PLQ,$A54-1,AG$15-1,1,1))))","v":0},{"$f":"IF(AH$13=\"\",0,CHOOSE(Detalhamento.OpçãoServiços,OFFSET(Import.PLQ,$A54-1,AH$15-1,1,1),IF(ISNUMBER(INDEX(Import.PLE,Detalhamento!$E54,Detalhamento!AH$15)),IF(INDEX(Import.PLE,Detalhamento!$E54,Detalhamento!AH$15)<=mediçao,OFFSET(Import.PLQ,$A54-1,AH$15-1,1,1),0),0),IF(ISNUMBER(INDEX(Import.PLE,Detalhamento!$E54,Detalhamento!AH$15)),IF(INDEX(Import.PLE,Detalhamento!$E54,Detalhamento!AH$15)<=mediçao,0,OFFSET(Import.PLQ,$A54-1,AH$15-1,1,1)),OFFSET(Import.PLQ,$A54-1,AH$15-1,1,1))))","v":0},{"$f":"IF(AI$13=\"\",0,CHOOSE(Detalhamento.OpçãoServiços,OFFSET(Import.PLQ,$A54-1,AI$15-1,1,1),IF(ISNUMBER(INDEX(Import.PLE,Detalhamento!$E54,Detalhamento!AI$15)),IF(INDEX(Import.PLE,Detalhamento!$E54,Detalhamento!AI$15)<=mediçao,OFFSET(Import.PLQ,$A54-1,AI$15-1,1,1),0),0),IF(ISNUMBER(INDEX(Import.PLE,Detalhamento!$E54,Detalhamento!AI$15)),IF(INDEX(Import.PLE,Detalhamento!$E54,Detalhamento!AI$15)<=mediçao,0,OFFSET(Import.PLQ,$A54-1,AI$15-1,1,1)),OFFSET(Import.PLQ,$A54-1,AI$15-1,1,1))))","v":0},{"$f":"IF(AJ$13=\"\",0,CHOOSE(Detalhamento.OpçãoServiços,OFFSET(Import.PLQ,$A54-1,AJ$15-1,1,1),IF(ISNUMBER(INDEX(Import.PLE,Detalhamento!$E54,Detalhamento!AJ$15)),IF(INDEX(Import.PLE,Detalhamento!$E54,Detalhamento!AJ$15)<=mediçao,OFFSET(Import.PLQ,$A54-1,AJ$15-1,1,1),0),0),IF(ISNUMBER(INDEX(Import.PLE,Detalhamento!$E54,Detalhamento!AJ$15)),IF(INDEX(Import.PLE,Detalhamento!$E54,Detalhamento!AJ$15)<=mediçao,0,OFFSET(Import.PLQ,$A54-1,AJ$15-1,1,1)),OFFSET(Import.PLQ,$A54-1,AJ$15-1,1,1))))","v":0},{"$f":"IF(AK$13=\"\",0,CHOOSE(Detalhamento.OpçãoServiços,OFFSET(Import.PLQ,$A54-1,AK$15-1,1,1),IF(ISNUMBER(INDEX(Import.PLE,Detalhamento!$E54,Detalhamento!AK$15)),IF(INDEX(Import.PLE,Detalhamento!$E54,Detalhamento!AK$15)<=mediçao,OFFSET(Import.PLQ,$A54-1,AK$15-1,1,1),0),0),IF(ISNUMBER(INDEX(Import.PLE,Detalhamento!$E54,Detalhamento!AK$15)),IF(INDEX(Import.PLE,Detalhamento!$E54,Detalhamento!AK$15)<=mediçao,0,OFFSET(Import.PLQ,$A54-1,AK$15-1,1,1)),OFFSET(Import.PLQ,$A54-1,AK$15-1,1,1))))","v":0},{"$f":"IF(AL$13=\"\",0,CHOOSE(Detalhamento.OpçãoServiços,OFFSET(Import.PLQ,$A54-1,AL$15-1,1,1),IF(ISNUMBER(INDEX(Import.PLE,Detalhamento!$E54,Detalhamento!AL$15)),IF(INDEX(Import.PLE,Detalhamento!$E54,Detalhamento!AL$15)<=mediçao,OFFSET(Import.PLQ,$A54-1,AL$15-1,1,1),0),0),IF(ISNUMBER(INDEX(Import.PLE,Detalhamento!$E54,Detalhamento!AL$15)),IF(INDEX(Import.PLE,Detalhamento!$E54,Detalhamento!AL$15)<=mediçao,0,OFFSET(Import.PLQ,$A54-1,AL$15-1,1,1)),OFFSET(Import.PLQ,$A54-1,AL$15-1,1,1))))","v":0},{"$f":"IF(AM$13=\"\",0,CHOOSE(Detalhamento.OpçãoServiços,OFFSET(Import.PLQ,$A54-1,AM$15-1,1,1),IF(ISNUMBER(INDEX(Import.PLE,Detalhamento!$E54,Detalhamento!AM$15)),IF(INDEX(Import.PLE,Detalhamento!$E54,Detalhamento!AM$15)<=mediçao,OFFSET(Import.PLQ,$A54-1,AM$15-1,1,1),0),0),IF(ISNUMBER(INDEX(Import.PLE,Detalhamento!$E54,Detalhamento!AM$15)),IF(INDEX(Import.PLE,Detalhamento!$E54,Detalhamento!AM$15)<=mediçao,0,OFFSET(Import.PLQ,$A54-1,AM$15-1,1,1)),OFFSET(Import.PLQ,$A54-1,AM$15-1,1,1))))","v":0},{"$f":"IF(AN$13=\"\",0,CHOOSE(Detalhamento.OpçãoServiços,OFFSET(Import.PLQ,$A54-1,AN$15-1,1,1),IF(ISNUMBER(INDEX(Import.PLE,Detalhamento!$E54,Detalhamento!AN$15)),IF(INDEX(Import.PLE,Detalhamento!$E54,Detalhamento!AN$15)<=mediçao,OFFSET(Import.PLQ,$A54-1,AN$15-1,1,1),0),0),IF(ISNUMBER(INDEX(Import.PLE,Detalhamento!$E54,Detalhamento!AN$15)),IF(INDEX(Import.PLE,Detalhamento!$E54,Detalhamento!AN$15)<=mediçao,0,OFFSET(Import.PLQ,$A54-1,AN$15-1,1,1)),OFFSET(Import.PLQ,$A54-1,AN$15-1,1,1))))","v":0},{"$f":"IF(AO$13=\"\",0,CHOOSE(Detalhamento.OpçãoServiços,OFFSET(Import.PLQ,$A54-1,AO$15-1,1,1),IF(ISNUMBER(INDEX(Import.PLE,Detalhamento!$E54,Detalhamento!AO$15)),IF(INDEX(Import.PLE,Detalhamento!$E54,Detalhamento!AO$15)<=mediçao,OFFSET(Import.PLQ,$A54-1,AO$15-1,1,1),0),0),IF(ISNUMBER(INDEX(Import.PLE,Detalhamento!$E54,Detalhamento!AO$15)),IF(INDEX(Import.PLE,Detalhamento!$E54,Detalhamento!AO$15)<=mediçao,0,OFFSET(Import.PLQ,$A54-1,AO$15-1,1,1)),OFFSET(Import.PLQ,$A54-1,AO$15-1,1,1))))","v":0},{"$f":"IF(AP$13=\"\",0,CHOOSE(Detalhamento.OpçãoServiços,OFFSET(Import.PLQ,$A54-1,AP$15-1,1,1),IF(ISNUMBER(INDEX(Import.PLE,Detalhamento!$E54,Detalhamento!AP$15)),IF(INDEX(Import.PLE,Detalhamento!$E54,Detalhamento!AP$15)<=mediçao,OFFSET(Import.PLQ,$A54-1,AP$15-1,1,1),0),0),IF(ISNUMBER(INDEX(Import.PLE,Detalhamento!$E54,Detalhamento!AP$15)),IF(INDEX(Import.PLE,Detalhamento!$E54,Detalhamento!AP$15)<=mediçao,0,OFFSET(Import.PLQ,$A54-1,AP$15-1,1,1)),OFFSET(Import.PLQ,$A54-1,AP$15-1,1,1))))","v":0},{"$f":"IF(AQ$13=\"\",0,CHOOSE(Detalhamento.OpçãoServiços,OFFSET(Import.PLQ,$A54-1,AQ$15-1,1,1),IF(ISNUMBER(INDEX(Import.PLE,Detalhamento!$E54,Detalhamento!AQ$15)),IF(INDEX(Import.PLE,Detalhamento!$E54,Detalhamento!AQ$15)<=mediçao,OFFSET(Import.PLQ,$A54-1,AQ$15-1,1,1),0),0),IF(ISNUMBER(INDEX(Import.PLE,Detalhamento!$E54,Detalhamento!AQ$15)),IF(INDEX(Import.PLE,Detalhamento!$E54,Detalhamento!AQ$15)<=mediçao,0,OFFSET(Import.PLQ,$A54-1,AQ$15-1,1,1)),OFFSET(Import.PLQ,$A54-1,AQ$15-1,1,1))))","v":0},{"$f":"IF(AR$13=\"\",0,CHOOSE(Detalhamento.OpçãoServiços,OFFSET(Import.PLQ,$A54-1,AR$15-1,1,1),IF(ISNUMBER(INDEX(Import.PLE,Detalhamento!$E54,Detalhamento!AR$15)),IF(INDEX(Import.PLE,Detalhamento!$E54,Detalhamento!AR$15)<=mediçao,OFFSET(Import.PLQ,$A54-1,AR$15-1,1,1),0),0),IF(ISNUMBER(INDEX(Import.PLE,Detalhamento!$E54,Detalhamento!AR$15)),IF(INDEX(Import.PLE,Detalhamento!$E54,Detalhamento!AR$15)<=mediçao,0,OFFSET(Import.PLQ,$A54-1,AR$15-1,1,1)),OFFSET(Import.PLQ,$A54-1,AR$15-1,1,1))))","v":0},{"$f":"IF(AS$13=\"\",0,CHOOSE(Detalhamento.OpçãoServiços,OFFSET(Import.PLQ,$A54-1,AS$15-1,1,1),IF(ISNUMBER(INDEX(Import.PLE,Detalhamento!$E54,Detalhamento!AS$15)),IF(INDEX(Import.PLE,Detalhamento!$E54,Detalhamento!AS$15)<=mediçao,OFFSET(Import.PLQ,$A54-1,AS$15-1,1,1),0),0),IF(ISNUMBER(INDEX(Import.PLE,Detalhamento!$E54,Detalhamento!AS$15)),IF(INDEX(Import.PLE,Detalhamento!$E54,Detalhamento!AS$15)<=mediçao,0,OFFSET(Import.PLQ,$A54-1,AS$15-1,1,1)),OFFSET(Import.PLQ,$A54-1,AS$15-1,1,1))))","v":0},{"$f":"IF(AT$13=\"\",0,CHOOSE(Detalhamento.OpçãoServiços,OFFSET(Import.PLQ,$A54-1,AT$15-1,1,1),IF(ISNUMBER(INDEX(Import.PLE,Detalhamento!$E54,Detalhamento!AT$15)),IF(INDEX(Import.PLE,Detalhamento!$E54,Detalhamento!AT$15)<=mediçao,OFFSET(Import.PLQ,$A54-1,AT$15-1,1,1),0),0),IF(ISNUMBER(INDEX(Import.PLE,Detalhamento!$E54,Detalhamento!AT$15)),IF(INDEX(Import.PLE,Detalhamento!$E54,Detalhamento!AT$15)<=mediçao,0,OFFSET(Import.PLQ,$A54-1,AT$15-1,1,1)),OFFSET(Import.PLQ,$A54-1,AT$15-1,1,1))))","v":0},{"$f":"IF(AU$13=\"\",0,CHOOSE(Detalhamento.OpçãoServiços,OFFSET(Import.PLQ,$A54-1,AU$15-1,1,1),IF(ISNUMBER(INDEX(Import.PLE,Detalhamento!$E54,Detalhamento!AU$15)),IF(INDEX(Import.PLE,Detalhamento!$E54,Detalhamento!AU$15)<=mediçao,OFFSET(Import.PLQ,$A54-1,AU$15-1,1,1),0),0),IF(ISNUMBER(INDEX(Import.PLE,Detalhamento!$E54,Detalhamento!AU$15)),IF(INDEX(Import.PLE,Detalhamento!$E54,Detalhamento!AU$15)<=mediçao,0,OFFSET(Import.PLQ,$A54-1,AU$15-1,1,1)),OFFSET(Import.PLQ,$A54-1,AU$15-1,1,1))))","v":0},{"$f":"IF(AV$13=\"\",0,CHOOSE(Detalhamento.OpçãoServiços,OFFSET(Import.PLQ,$A54-1,AV$15-1,1,1),IF(ISNUMBER(INDEX(Import.PLE,Detalhamento!$E54,Detalhamento!AV$15)),IF(INDEX(Import.PLE,Detalhamento!$E54,Detalhamento!AV$15)<=mediçao,OFFSET(Import.PLQ,$A54-1,AV$15-1,1,1),0),0),IF(ISNUMBER(INDEX(Import.PLE,Detalhamento!$E54,Detalhamento!AV$15)),IF(INDEX(Import.PLE,Detalhamento!$E54,Detalhamento!AV$15)<=mediçao,0,OFFSET(Import.PLQ,$A54-1,AV$15-1,1,1)),OFFSET(Import.PLQ,$A54-1,AV$15-1,1,1))))","v":0},{"$f":"IF(AW$13=\"\",0,CHOOSE(Detalhamento.OpçãoServiços,OFFSET(Import.PLQ,$A54-1,AW$15-1,1,1),IF(ISNUMBER(INDEX(Import.PLE,Detalhamento!$E54,Detalhamento!AW$15)),IF(INDEX(Import.PLE,Detalhamento!$E54,Detalhamento!AW$15)<=mediçao,OFFSET(Import.PLQ,$A54-1,AW$15-1,1,1),0),0),IF(ISNUMBER(INDEX(Import.PLE,Detalhamento!$E54,Detalhamento!AW$15)),IF(INDEX(Import.PLE,Detalhamento!$E54,Detalhamento!AW$15)<=mediçao,0,OFFSET(Import.PLQ,$A54-1,AW$15-1,1,1)),OFFSET(Import.PLQ,$A54-1,AW$15-1,1,1))))","v":0},{"$f":"IF(AX$13=\"\",0,CHOOSE(Detalhamento.OpçãoServiços,OFFSET(Import.PLQ,$A54-1,AX$15-1,1,1),IF(ISNUMBER(INDEX(Import.PLE,Detalhamento!$E54,Detalhamento!AX$15)),IF(INDEX(Import.PLE,Detalhamento!$E54,Detalhamento!AX$15)<=mediçao,OFFSET(Import.PLQ,$A54-1,AX$15-1,1,1),0),0),IF(ISNUMBER(INDEX(Import.PLE,Detalhamento!$E54,Detalhamento!AX$15)),IF(INDEX(Import.PLE,Detalhamento!$E54,Detalhamento!AX$15)<=mediçao,0,OFFSET(Import.PLQ,$A54-1,AX$15-1,1,1)),OFFSET(Import.PLQ,$A54-1,AX$15-1,1,1))))","v":0},{"$f":"IF(AY$13=\"\",0,CHOOSE(Detalhamento.OpçãoServiços,OFFSET(Import.PLQ,$A54-1,AY$15-1,1,1),IF(ISNUMBER(INDEX(Import.PLE,Detalhamento!$E54,Detalhamento!AY$15)),IF(INDEX(Import.PLE,Detalhamento!$E54,Detalhamento!AY$15)<=mediçao,OFFSET(Import.PLQ,$A54-1,AY$15-1,1,1),0),0),IF(ISNUMBER(INDEX(Import.PLE,Detalhamento!$E54,Detalhamento!AY$15)),IF(INDEX(Import.PLE,Detalhamento!$E54,Detalhamento!AY$15)<=mediçao,0,OFFSET(Import.PLQ,$A54-1,AY$15-1,1,1)),OFFSET(Import.PLQ,$A54-1,AY$15-1,1,1))))","v":0},{"$f":"IF(AZ$13=\"\",0,CHOOSE(Detalhamento.OpçãoServiços,OFFSET(Import.PLQ,$A54-1,AZ$15-1,1,1),IF(ISNUMBER(INDEX(Import.PLE,Detalhamento!$E54,Detalhamento!AZ$15)),IF(INDEX(Import.PLE,Detalhamento!$E54,Detalhamento!AZ$15)<=mediçao,OFFSET(Import.PLQ,$A54-1,AZ$15-1,1,1),0),0),IF(ISNUMBER(INDEX(Import.PLE,Detalhamento!$E54,Detalhamento!AZ$15)),IF(INDEX(Import.PLE,Detalhamento!$E54,Detalhamento!AZ$15)<=mediçao,0,OFFSET(Import.PLQ,$A54-1,AZ$15-1,1,1)),OFFSET(Import.PLQ,$A54-1,AZ$15-1,1,1))))","v":0},{"$f":"IF(BA$13=\"\",0,CHOOSE(Detalhamento.OpçãoServiços,OFFSET(Import.PLQ,$A54-1,BA$15-1,1,1),IF(ISNUMBER(INDEX(Import.PLE,Detalhamento!$E54,Detalhamento!BA$15)),IF(INDEX(Import.PLE,Detalhamento!$E54,Detalhamento!BA$15)<=mediçao,OFFSET(Import.PLQ,$A54-1,BA$15-1,1,1),0),0),IF(ISNUMBER(INDEX(Import.PLE,Detalhamento!$E54,Detalhamento!BA$15)),IF(INDEX(Import.PLE,Detalhamento!$E54,Detalhamento!BA$15)<=mediçao,0,OFFSET(Import.PLQ,$A54-1,BA$15-1,1,1)),OFFSET(Import.PLQ,$A54-1,BA$15-1,1,1))))","v":0},{"$f":"IF(BB$13=\"\",0,CHOOSE(Detalhamento.OpçãoServiços,OFFSET(Import.PLQ,$A54-1,BB$15-1,1,1),IF(ISNUMBER(INDEX(Import.PLE,Detalhamento!$E54,Detalhamento!BB$15)),IF(INDEX(Import.PLE,Detalhamento!$E54,Detalhamento!BB$15)<=mediçao,OFFSET(Import.PLQ,$A54-1,BB$15-1,1,1),0),0),IF(ISNUMBER(INDEX(Import.PLE,Detalhamento!$E54,Detalhamento!BB$15)),IF(INDEX(Import.PLE,Detalhamento!$E54,Detalhamento!BB$15)<=mediçao,0,OFFSET(Import.PLQ,$A54-1,BB$15-1,1,1)),OFFSET(Import.PLQ,$A54-1,BB$15-1,1,1))))","v":0},{"$f":"IF(BC$13=\"\",0,CHOOSE(Detalhamento.OpçãoServiços,OFFSET(Import.PLQ,$A54-1,BC$15-1,1,1),IF(ISNUMBER(INDEX(Import.PLE,Detalhamento!$E54,Detalhamento!BC$15)),IF(INDEX(Import.PLE,Detalhamento!$E54,Detalhamento!BC$15)<=mediçao,OFFSET(Import.PLQ,$A54-1,BC$15-1,1,1),0),0),IF(ISNUMBER(INDEX(Import.PLE,Detalhamento!$E54,Detalhamento!BC$15)),IF(INDEX(Import.PLE,Detalhamento!$E54,Detalhamento!BC$15)<=mediçao,0,OFFSET(Import.PLQ,$A54-1,BC$15-1,1,1)),OFFSET(Import.PLQ,$A54-1,BC$15-1,1,1))))","v":0},{"$f":"IF(BD$13=\"\",0,CHOOSE(Detalhamento.OpçãoServiços,OFFSET(Import.PLQ,$A54-1,BD$15-1,1,1),IF(ISNUMBER(INDEX(Import.PLE,Detalhamento!$E54,Detalhamento!BD$15)),IF(INDEX(Import.PLE,Detalhamento!$E54,Detalhamento!BD$15)<=mediçao,OFFSET(Import.PLQ,$A54-1,BD$15-1,1,1),0),0),IF(ISNUMBER(INDEX(Import.PLE,Detalhamento!$E54,Detalhamento!BD$15)),IF(INDEX(Import.PLE,Detalhamento!$E54,Detalhamento!BD$15)<=mediçao,0,OFFSET(Import.PLQ,$A54-1,BD$15-1,1,1)),OFFSET(Import.PLQ,$A54-1,BD$15-1,1,1))))","v":0},{"$f":"IF(BE$13=\"\",0,CHOOSE(Detalhamento.OpçãoServiços,OFFSET(Import.PLQ,$A54-1,BE$15-1,1,1),IF(ISNUMBER(INDEX(Import.PLE,Detalhamento!$E54,Detalhamento!BE$15)),IF(INDEX(Import.PLE,Detalhamento!$E54,Detalhamento!BE$15)<=mediçao,OFFSET(Import.PLQ,$A54-1,BE$15-1,1,1),0),0),IF(ISNUMBER(INDEX(Import.PLE,Detalhamento!$E54,Detalhamento!BE$15)),IF(INDEX(Import.PLE,Detalhamento!$E54,Detalhamento!BE$15)<=mediçao,0,OFFSET(Import.PLQ,$A54-1,BE$15-1,1,1)),OFFSET(Import.PLQ,$A54-1,BE$15-1,1,1))))","v":0},{"$f":"IF(BF$13=\"\",0,CHOOSE(Detalhamento.OpçãoServiços,OFFSET(Import.PLQ,$A54-1,BF$15-1,1,1),IF(ISNUMBER(INDEX(Import.PLE,Detalhamento!$E54,Detalhamento!BF$15)),IF(INDEX(Import.PLE,Detalhamento!$E54,Detalhamento!BF$15)<=mediçao,OFFSET(Import.PLQ,$A54-1,BF$15-1,1,1),0),0),IF(ISNUMBER(INDEX(Import.PLE,Detalhamento!$E54,Detalhamento!BF$15)),IF(INDEX(Import.PLE,Detalhamento!$E54,Detalhamento!BF$15)<=mediçao,0,OFFSET(Import.PLQ,$A54-1,BF$15-1,1,1)),OFFSET(Import.PLQ,$A54-1,BF$15-1,1,1))))","v":0},{"$f":"IF(BG$13=\"\",0,CHOOSE(Detalhamento.OpçãoServiços,OFFSET(Import.PLQ,$A54-1,BG$15-1,1,1),IF(ISNUMBER(INDEX(Import.PLE,Detalhamento!$E54,Detalhamento!BG$15)),IF(INDEX(Import.PLE,Detalhamento!$E54,Detalhamento!BG$15)<=mediçao,OFFSET(Import.PLQ,$A54-1,BG$15-1,1,1),0),0),IF(ISNUMBER(INDEX(Import.PLE,Detalhamento!$E54,Detalhamento!BG$15)),IF(INDEX(Import.PLE,Detalhamento!$E54,Detalhamento!BG$15)<=mediçao,0,OFFSET(Import.PLQ,$A54-1,BG$15-1,1,1)),OFFSET(Import.PLQ,$A54-1,BG$15-1,1,1))))","v":0},{"$f":"IF(BH$13=\"\",0,CHOOSE(Detalhamento.OpçãoServiços,OFFSET(Import.PLQ,$A54-1,BH$15-1,1,1),IF(ISNUMBER(INDEX(Import.PLE,Detalhamento!$E54,Detalhamento!BH$15)),IF(INDEX(Import.PLE,Detalhamento!$E54,Detalhamento!BH$15)<=mediçao,OFFSET(Import.PLQ,$A54-1,BH$15-1,1,1),0),0),IF(ISNUMBER(INDEX(Import.PLE,Detalhamento!$E54,Detalhamento!BH$15)),IF(INDEX(Import.PLE,Detalhamento!$E54,Detalhamento!BH$15)<=mediçao,0,OFFSET(Import.PLQ,$A54-1,BH$15-1,1,1)),OFFSET(Import.PLQ,$A54-1,BH$15-1,1,1))))","v":0},{"$f":"IF(BI$13=\"\",0,CHOOSE(Detalhamento.OpçãoServiços,OFFSET(Import.PLQ,$A54-1,BI$15-1,1,1),IF(ISNUMBER(INDEX(Import.PLE,Detalhamento!$E54,Detalhamento!BI$15)),IF(INDEX(Import.PLE,Detalhamento!$E54,Detalhamento!BI$15)<=mediçao,OFFSET(Import.PLQ,$A54-1,BI$15-1,1,1),0),0),IF(ISNUMBER(INDEX(Import.PLE,Detalhamento!$E54,Detalhamento!BI$15)),IF(INDEX(Import.PLE,Detalhamento!$E54,Detalhamento!BI$15)<=mediçao,0,OFFSET(Import.PLQ,$A54-1,BI$15-1,1,1)),OFFSET(Import.PLQ,$A54-1,BI$15-1,1,1))))","v":0}]
[26,"Serviço",null,null,10,100026,"1.6.2.","PINTURA ACRILICA DE FAIXAS DE DEMARCACÃO EM QUADRA POLIESPORTIVA, 5 CM DE LARGURA","M",575,null,{"$f":"IF(L$13=\"\",0,CHOOSE(Detalhamento.OpçãoServiços,OFFSET(Import.PLQ,$A55-1,L$15-1,1,1),IF(ISNUMBER(INDEX(Import.PLE,Detalhamento!$E55,Detalhamento!L$15)),IF(INDEX(Import.PLE,Detalhamento!$E55,Detalhamento!L$15)<=mediçao,OFFSET(Import.PLQ,$A55-1,L$15-1,1,1),0),0),IF(ISNUMBER(INDEX(Import.PLE,Detalhamento!$E55,Detalhamento!L$15)),IF(INDEX(Import.PLE,Detalhamento!$E55,Detalhamento!L$15)<=mediçao,0,OFFSET(Import.PLQ,$A55-1,L$15-1,1,1)),OFFSET(Import.PLQ,$A55-1,L$15-1,1,1))))","v":0},{"$f":"IF(M$13=\"\",0,CHOOSE(Detalhamento.OpçãoServiços,OFFSET(Import.PLQ,$A55-1,M$15-1,1,1),IF(ISNUMBER(INDEX(Import.PLE,Detalhamento!$E55,Detalhamento!M$15)),IF(INDEX(Import.PLE,Detalhamento!$E55,Detalhamento!M$15)<=mediçao,OFFSET(Import.PLQ,$A55-1,M$15-1,1,1),0),0),IF(ISNUMBER(INDEX(Import.PLE,Detalhamento!$E55,Detalhamento!M$15)),IF(INDEX(Import.PLE,Detalhamento!$E55,Detalhamento!M$15)<=mediçao,0,OFFSET(Import.PLQ,$A55-1,M$15-1,1,1)),OFFSET(Import.PLQ,$A55-1,M$15-1,1,1))))","v":0},{"$f":"IF(N$13=\"\",0,CHOOSE(Detalhamento.OpçãoServiços,OFFSET(Import.PLQ,$A55-1,N$15-1,1,1),IF(ISNUMBER(INDEX(Import.PLE,Detalhamento!$E55,Detalhamento!N$15)),IF(INDEX(Import.PLE,Detalhamento!$E55,Detalhamento!N$15)<=mediçao,OFFSET(Import.PLQ,$A55-1,N$15-1,1,1),0),0),IF(ISNUMBER(INDEX(Import.PLE,Detalhamento!$E55,Detalhamento!N$15)),IF(INDEX(Import.PLE,Detalhamento!$E55,Detalhamento!N$15)<=mediçao,0,OFFSET(Import.PLQ,$A55-1,N$15-1,1,1)),OFFSET(Import.PLQ,$A55-1,N$15-1,1,1))))","v":0},{"$f":"IF(O$13=\"\",0,CHOOSE(Detalhamento.OpçãoServiços,OFFSET(Import.PLQ,$A55-1,O$15-1,1,1),IF(ISNUMBER(INDEX(Import.PLE,Detalhamento!$E55,Detalhamento!O$15)),IF(INDEX(Import.PLE,Detalhamento!$E55,Detalhamento!O$15)<=mediçao,OFFSET(Import.PLQ,$A55-1,O$15-1,1,1),0),0),IF(ISNUMBER(INDEX(Import.PLE,Detalhamento!$E55,Detalhamento!O$15)),IF(INDEX(Import.PLE,Detalhamento!$E55,Detalhamento!O$15)<=mediçao,0,OFFSET(Import.PLQ,$A55-1,O$15-1,1,1)),OFFSET(Import.PLQ,$A55-1,O$15-1,1,1))))","v":575},{"$f":"IF(P$13=\"\",0,CHOOSE(Detalhamento.OpçãoServiços,OFFSET(Import.PLQ,$A55-1,P$15-1,1,1),IF(ISNUMBER(INDEX(Import.PLE,Detalhamento!$E55,Detalhamento!P$15)),IF(INDEX(Import.PLE,Detalhamento!$E55,Detalhamento!P$15)<=mediçao,OFFSET(Import.PLQ,$A55-1,P$15-1,1,1),0),0),IF(ISNUMBER(INDEX(Import.PLE,Detalhamento!$E55,Detalhamento!P$15)),IF(INDEX(Import.PLE,Detalhamento!$E55,Detalhamento!P$15)<=mediçao,0,OFFSET(Import.PLQ,$A55-1,P$15-1,1,1)),OFFSET(Import.PLQ,$A55-1,P$15-1,1,1))))","v":0},{"$f":"IF(Q$13=\"\",0,CHOOSE(Detalhamento.OpçãoServiços,OFFSET(Import.PLQ,$A55-1,Q$15-1,1,1),IF(ISNUMBER(INDEX(Import.PLE,Detalhamento!$E55,Detalhamento!Q$15)),IF(INDEX(Import.PLE,Detalhamento!$E55,Detalhamento!Q$15)<=mediçao,OFFSET(Import.PLQ,$A55-1,Q$15-1,1,1),0),0),IF(ISNUMBER(INDEX(Import.PLE,Detalhamento!$E55,Detalhamento!Q$15)),IF(INDEX(Import.PLE,Detalhamento!$E55,Detalhamento!Q$15)<=mediçao,0,OFFSET(Import.PLQ,$A55-1,Q$15-1,1,1)),OFFSET(Import.PLQ,$A55-1,Q$15-1,1,1))))","v":0},{"$f":"IF(R$13=\"\",0,CHOOSE(Detalhamento.OpçãoServiços,OFFSET(Import.PLQ,$A55-1,R$15-1,1,1),IF(ISNUMBER(INDEX(Import.PLE,Detalhamento!$E55,Detalhamento!R$15)),IF(INDEX(Import.PLE,Detalhamento!$E55,Detalhamento!R$15)<=mediçao,OFFSET(Import.PLQ,$A55-1,R$15-1,1,1),0),0),IF(ISNUMBER(INDEX(Import.PLE,Detalhamento!$E55,Detalhamento!R$15)),IF(INDEX(Import.PLE,Detalhamento!$E55,Detalhamento!R$15)<=mediçao,0,OFFSET(Import.PLQ,$A55-1,R$15-1,1,1)),OFFSET(Import.PLQ,$A55-1,R$15-1,1,1))))","v":0},{"$f":"IF(S$13=\"\",0,CHOOSE(Detalhamento.OpçãoServiços,OFFSET(Import.PLQ,$A55-1,S$15-1,1,1),IF(ISNUMBER(INDEX(Import.PLE,Detalhamento!$E55,Detalhamento!S$15)),IF(INDEX(Import.PLE,Detalhamento!$E55,Detalhamento!S$15)<=mediçao,OFFSET(Import.PLQ,$A55-1,S$15-1,1,1),0),0),IF(ISNUMBER(INDEX(Import.PLE,Detalhamento!$E55,Detalhamento!S$15)),IF(INDEX(Import.PLE,Detalhamento!$E55,Detalhamento!S$15)<=mediçao,0,OFFSET(Import.PLQ,$A55-1,S$15-1,1,1)),OFFSET(Import.PLQ,$A55-1,S$15-1,1,1))))","v":0},{"$f":"IF(T$13=\"\",0,CHOOSE(Detalhamento.OpçãoServiços,OFFSET(Import.PLQ,$A55-1,T$15-1,1,1),IF(ISNUMBER(INDEX(Import.PLE,Detalhamento!$E55,Detalhamento!T$15)),IF(INDEX(Import.PLE,Detalhamento!$E55,Detalhamento!T$15)<=mediçao,OFFSET(Import.PLQ,$A55-1,T$15-1,1,1),0),0),IF(ISNUMBER(INDEX(Import.PLE,Detalhamento!$E55,Detalhamento!T$15)),IF(INDEX(Import.PLE,Detalhamento!$E55,Detalhamento!T$15)<=mediçao,0,OFFSET(Import.PLQ,$A55-1,T$15-1,1,1)),OFFSET(Import.PLQ,$A55-1,T$15-1,1,1))))","v":0},{"$f":"IF(U$13=\"\",0,CHOOSE(Detalhamento.OpçãoServiços,OFFSET(Import.PLQ,$A55-1,U$15-1,1,1),IF(ISNUMBER(INDEX(Import.PLE,Detalhamento!$E55,Detalhamento!U$15)),IF(INDEX(Import.PLE,Detalhamento!$E55,Detalhamento!U$15)<=mediçao,OFFSET(Import.PLQ,$A55-1,U$15-1,1,1),0),0),IF(ISNUMBER(INDEX(Import.PLE,Detalhamento!$E55,Detalhamento!U$15)),IF(INDEX(Import.PLE,Detalhamento!$E55,Detalhamento!U$15)<=mediçao,0,OFFSET(Import.PLQ,$A55-1,U$15-1,1,1)),OFFSET(Import.PLQ,$A55-1,U$15-1,1,1))))","v":0},{"$f":"IF(V$13=\"\",0,CHOOSE(Detalhamento.OpçãoServiços,OFFSET(Import.PLQ,$A55-1,V$15-1,1,1),IF(ISNUMBER(INDEX(Import.PLE,Detalhamento!$E55,Detalhamento!V$15)),IF(INDEX(Import.PLE,Detalhamento!$E55,Detalhamento!V$15)<=mediçao,OFFSET(Import.PLQ,$A55-1,V$15-1,1,1),0),0),IF(ISNUMBER(INDEX(Import.PLE,Detalhamento!$E55,Detalhamento!V$15)),IF(INDEX(Import.PLE,Detalhamento!$E55,Detalhamento!V$15)<=mediçao,0,OFFSET(Import.PLQ,$A55-1,V$15-1,1,1)),OFFSET(Import.PLQ,$A55-1,V$15-1,1,1))))","v":0},{"$f":"IF(W$13=\"\",0,CHOOSE(Detalhamento.OpçãoServiços,OFFSET(Import.PLQ,$A55-1,W$15-1,1,1),IF(ISNUMBER(INDEX(Import.PLE,Detalhamento!$E55,Detalhamento!W$15)),IF(INDEX(Import.PLE,Detalhamento!$E55,Detalhamento!W$15)<=mediçao,OFFSET(Import.PLQ,$A55-1,W$15-1,1,1),0),0),IF(ISNUMBER(INDEX(Import.PLE,Detalhamento!$E55,Detalhamento!W$15)),IF(INDEX(Import.PLE,Detalhamento!$E55,Detalhamento!W$15)<=mediçao,0,OFFSET(Import.PLQ,$A55-1,W$15-1,1,1)),OFFSET(Import.PLQ,$A55-1,W$15-1,1,1))))","v":0},{"$f":"IF(X$13=\"\",0,CHOOSE(Detalhamento.OpçãoServiços,OFFSET(Import.PLQ,$A55-1,X$15-1,1,1),IF(ISNUMBER(INDEX(Import.PLE,Detalhamento!$E55,Detalhamento!X$15)),IF(INDEX(Import.PLE,Detalhamento!$E55,Detalhamento!X$15)<=mediçao,OFFSET(Import.PLQ,$A55-1,X$15-1,1,1),0),0),IF(ISNUMBER(INDEX(Import.PLE,Detalhamento!$E55,Detalhamento!X$15)),IF(INDEX(Import.PLE,Detalhamento!$E55,Detalhamento!X$15)<=mediçao,0,OFFSET(Import.PLQ,$A55-1,X$15-1,1,1)),OFFSET(Import.PLQ,$A55-1,X$15-1,1,1))))","v":0},{"$f":"IF(Y$13=\"\",0,CHOOSE(Detalhamento.OpçãoServiços,OFFSET(Import.PLQ,$A55-1,Y$15-1,1,1),IF(ISNUMBER(INDEX(Import.PLE,Detalhamento!$E55,Detalhamento!Y$15)),IF(INDEX(Import.PLE,Detalhamento!$E55,Detalhamento!Y$15)<=mediçao,OFFSET(Import.PLQ,$A55-1,Y$15-1,1,1),0),0),IF(ISNUMBER(INDEX(Import.PLE,Detalhamento!$E55,Detalhamento!Y$15)),IF(INDEX(Import.PLE,Detalhamento!$E55,Detalhamento!Y$15)<=mediçao,0,OFFSET(Import.PLQ,$A55-1,Y$15-1,1,1)),OFFSET(Import.PLQ,$A55-1,Y$15-1,1,1))))","v":0},{"$f":"IF(Z$13=\"\",0,CHOOSE(Detalhamento.OpçãoServiços,OFFSET(Import.PLQ,$A55-1,Z$15-1,1,1),IF(ISNUMBER(INDEX(Import.PLE,Detalhamento!$E55,Detalhamento!Z$15)),IF(INDEX(Import.PLE,Detalhamento!$E55,Detalhamento!Z$15)<=mediçao,OFFSET(Import.PLQ,$A55-1,Z$15-1,1,1),0),0),IF(ISNUMBER(INDEX(Import.PLE,Detalhamento!$E55,Detalhamento!Z$15)),IF(INDEX(Import.PLE,Detalhamento!$E55,Detalhamento!Z$15)<=mediçao,0,OFFSET(Import.PLQ,$A55-1,Z$15-1,1,1)),OFFSET(Import.PLQ,$A55-1,Z$15-1,1,1))))","v":0},{"$f":"IF(AA$13=\"\",0,CHOOSE(Detalhamento.OpçãoServiços,OFFSET(Import.PLQ,$A55-1,AA$15-1,1,1),IF(ISNUMBER(INDEX(Import.PLE,Detalhamento!$E55,Detalhamento!AA$15)),IF(INDEX(Import.PLE,Detalhamento!$E55,Detalhamento!AA$15)<=mediçao,OFFSET(Import.PLQ,$A55-1,AA$15-1,1,1),0),0),IF(ISNUMBER(INDEX(Import.PLE,Detalhamento!$E55,Detalhamento!AA$15)),IF(INDEX(Import.PLE,Detalhamento!$E55,Detalhamento!AA$15)<=mediçao,0,OFFSET(Import.PLQ,$A55-1,AA$15-1,1,1)),OFFSET(Import.PLQ,$A55-1,AA$15-1,1,1))))","v":0},{"$f":"IF(AB$13=\"\",0,CHOOSE(Detalhamento.OpçãoServiços,OFFSET(Import.PLQ,$A55-1,AB$15-1,1,1),IF(ISNUMBER(INDEX(Import.PLE,Detalhamento!$E55,Detalhamento!AB$15)),IF(INDEX(Import.PLE,Detalhamento!$E55,Detalhamento!AB$15)<=mediçao,OFFSET(Import.PLQ,$A55-1,AB$15-1,1,1),0),0),IF(ISNUMBER(INDEX(Import.PLE,Detalhamento!$E55,Detalhamento!AB$15)),IF(INDEX(Import.PLE,Detalhamento!$E55,Detalhamento!AB$15)<=mediçao,0,OFFSET(Import.PLQ,$A55-1,AB$15-1,1,1)),OFFSET(Import.PLQ,$A55-1,AB$15-1,1,1))))","v":0},{"$f":"IF(AC$13=\"\",0,CHOOSE(Detalhamento.OpçãoServiços,OFFSET(Import.PLQ,$A55-1,AC$15-1,1,1),IF(ISNUMBER(INDEX(Import.PLE,Detalhamento!$E55,Detalhamento!AC$15)),IF(INDEX(Import.PLE,Detalhamento!$E55,Detalhamento!AC$15)<=mediçao,OFFSET(Import.PLQ,$A55-1,AC$15-1,1,1),0),0),IF(ISNUMBER(INDEX(Import.PLE,Detalhamento!$E55,Detalhamento!AC$15)),IF(INDEX(Import.PLE,Detalhamento!$E55,Detalhamento!AC$15)<=mediçao,0,OFFSET(Import.PLQ,$A55-1,AC$15-1,1,1)),OFFSET(Import.PLQ,$A55-1,AC$15-1,1,1))))","v":0},{"$f":"IF(AD$13=\"\",0,CHOOSE(Detalhamento.OpçãoServiços,OFFSET(Import.PLQ,$A55-1,AD$15-1,1,1),IF(ISNUMBER(INDEX(Import.PLE,Detalhamento!$E55,Detalhamento!AD$15)),IF(INDEX(Import.PLE,Detalhamento!$E55,Detalhamento!AD$15)<=mediçao,OFFSET(Import.PLQ,$A55-1,AD$15-1,1,1),0),0),IF(ISNUMBER(INDEX(Import.PLE,Detalhamento!$E55,Detalhamento!AD$15)),IF(INDEX(Import.PLE,Detalhamento!$E55,Detalhamento!AD$15)<=mediçao,0,OFFSET(Import.PLQ,$A55-1,AD$15-1,1,1)),OFFSET(Import.PLQ,$A55-1,AD$15-1,1,1))))","v":0},{"$f":"IF(AE$13=\"\",0,CHOOSE(Detalhamento.OpçãoServiços,OFFSET(Import.PLQ,$A55-1,AE$15-1,1,1),IF(ISNUMBER(INDEX(Import.PLE,Detalhamento!$E55,Detalhamento!AE$15)),IF(INDEX(Import.PLE,Detalhamento!$E55,Detalhamento!AE$15)<=mediçao,OFFSET(Import.PLQ,$A55-1,AE$15-1,1,1),0),0),IF(ISNUMBER(INDEX(Import.PLE,Detalhamento!$E55,Detalhamento!AE$15)),IF(INDEX(Import.PLE,Detalhamento!$E55,Detalhamento!AE$15)<=mediçao,0,OFFSET(Import.PLQ,$A55-1,AE$15-1,1,1)),OFFSET(Import.PLQ,$A55-1,AE$15-1,1,1))))","v":0},{"$f":"IF(AF$13=\"\",0,CHOOSE(Detalhamento.OpçãoServiços,OFFSET(Import.PLQ,$A55-1,AF$15-1,1,1),IF(ISNUMBER(INDEX(Import.PLE,Detalhamento!$E55,Detalhamento!AF$15)),IF(INDEX(Import.PLE,Detalhamento!$E55,Detalhamento!AF$15)<=mediçao,OFFSET(Import.PLQ,$A55-1,AF$15-1,1,1),0),0),IF(ISNUMBER(INDEX(Import.PLE,Detalhamento!$E55,Detalhamento!AF$15)),IF(INDEX(Import.PLE,Detalhamento!$E55,Detalhamento!AF$15)<=mediçao,0,OFFSET(Import.PLQ,$A55-1,AF$15-1,1,1)),OFFSET(Import.PLQ,$A55-1,AF$15-1,1,1))))","v":0},{"$f":"IF(AG$13=\"\",0,CHOOSE(Detalhamento.OpçãoServiços,OFFSET(Import.PLQ,$A55-1,AG$15-1,1,1),IF(ISNUMBER(INDEX(Import.PLE,Detalhamento!$E55,Detalhamento!AG$15)),IF(INDEX(Import.PLE,Detalhamento!$E55,Detalhamento!AG$15)<=mediçao,OFFSET(Import.PLQ,$A55-1,AG$15-1,1,1),0),0),IF(ISNUMBER(INDEX(Import.PLE,Detalhamento!$E55,Detalhamento!AG$15)),IF(INDEX(Import.PLE,Detalhamento!$E55,Detalhamento!AG$15)<=mediçao,0,OFFSET(Import.PLQ,$A55-1,AG$15-1,1,1)),OFFSET(Import.PLQ,$A55-1,AG$15-1,1,1))))","v":0},{"$f":"IF(AH$13=\"\",0,CHOOSE(Detalhamento.OpçãoServiços,OFFSET(Import.PLQ,$A55-1,AH$15-1,1,1),IF(ISNUMBER(INDEX(Import.PLE,Detalhamento!$E55,Detalhamento!AH$15)),IF(INDEX(Import.PLE,Detalhamento!$E55,Detalhamento!AH$15)<=mediçao,OFFSET(Import.PLQ,$A55-1,AH$15-1,1,1),0),0),IF(ISNUMBER(INDEX(Import.PLE,Detalhamento!$E55,Detalhamento!AH$15)),IF(INDEX(Import.PLE,Detalhamento!$E55,Detalhamento!AH$15)<=mediçao,0,OFFSET(Import.PLQ,$A55-1,AH$15-1,1,1)),OFFSET(Import.PLQ,$A55-1,AH$15-1,1,1))))","v":0},{"$f":"IF(AI$13=\"\",0,CHOOSE(Detalhamento.OpçãoServiços,OFFSET(Import.PLQ,$A55-1,AI$15-1,1,1),IF(ISNUMBER(INDEX(Import.PLE,Detalhamento!$E55,Detalhamento!AI$15)),IF(INDEX(Import.PLE,Detalhamento!$E55,Detalhamento!AI$15)<=mediçao,OFFSET(Import.PLQ,$A55-1,AI$15-1,1,1),0),0),IF(ISNUMBER(INDEX(Import.PLE,Detalhamento!$E55,Detalhamento!AI$15)),IF(INDEX(Import.PLE,Detalhamento!$E55,Detalhamento!AI$15)<=mediçao,0,OFFSET(Import.PLQ,$A55-1,AI$15-1,1,1)),OFFSET(Import.PLQ,$A55-1,AI$15-1,1,1))))","v":0},{"$f":"IF(AJ$13=\"\",0,CHOOSE(Detalhamento.OpçãoServiços,OFFSET(Import.PLQ,$A55-1,AJ$15-1,1,1),IF(ISNUMBER(INDEX(Import.PLE,Detalhamento!$E55,Detalhamento!AJ$15)),IF(INDEX(Import.PLE,Detalhamento!$E55,Detalhamento!AJ$15)<=mediçao,OFFSET(Import.PLQ,$A55-1,AJ$15-1,1,1),0),0),IF(ISNUMBER(INDEX(Import.PLE,Detalhamento!$E55,Detalhamento!AJ$15)),IF(INDEX(Import.PLE,Detalhamento!$E55,Detalhamento!AJ$15)<=mediçao,0,OFFSET(Import.PLQ,$A55-1,AJ$15-1,1,1)),OFFSET(Import.PLQ,$A55-1,AJ$15-1,1,1))))","v":0},{"$f":"IF(AK$13=\"\",0,CHOOSE(Detalhamento.OpçãoServiços,OFFSET(Import.PLQ,$A55-1,AK$15-1,1,1),IF(ISNUMBER(INDEX(Import.PLE,Detalhamento!$E55,Detalhamento!AK$15)),IF(INDEX(Import.PLE,Detalhamento!$E55,Detalhamento!AK$15)<=mediçao,OFFSET(Import.PLQ,$A55-1,AK$15-1,1,1),0),0),IF(ISNUMBER(INDEX(Import.PLE,Detalhamento!$E55,Detalhamento!AK$15)),IF(INDEX(Import.PLE,Detalhamento!$E55,Detalhamento!AK$15)<=mediçao,0,OFFSET(Import.PLQ,$A55-1,AK$15-1,1,1)),OFFSET(Import.PLQ,$A55-1,AK$15-1,1,1))))","v":0},{"$f":"IF(AL$13=\"\",0,CHOOSE(Detalhamento.OpçãoServiços,OFFSET(Import.PLQ,$A55-1,AL$15-1,1,1),IF(ISNUMBER(INDEX(Import.PLE,Detalhamento!$E55,Detalhamento!AL$15)),IF(INDEX(Import.PLE,Detalhamento!$E55,Detalhamento!AL$15)<=mediçao,OFFSET(Import.PLQ,$A55-1,AL$15-1,1,1),0),0),IF(ISNUMBER(INDEX(Import.PLE,Detalhamento!$E55,Detalhamento!AL$15)),IF(INDEX(Import.PLE,Detalhamento!$E55,Detalhamento!AL$15)<=mediçao,0,OFFSET(Import.PLQ,$A55-1,AL$15-1,1,1)),OFFSET(Import.PLQ,$A55-1,AL$15-1,1,1))))","v":0},{"$f":"IF(AM$13=\"\",0,CHOOSE(Detalhamento.OpçãoServiços,OFFSET(Import.PLQ,$A55-1,AM$15-1,1,1),IF(ISNUMBER(INDEX(Import.PLE,Detalhamento!$E55,Detalhamento!AM$15)),IF(INDEX(Import.PLE,Detalhamento!$E55,Detalhamento!AM$15)<=mediçao,OFFSET(Import.PLQ,$A55-1,AM$15-1,1,1),0),0),IF(ISNUMBER(INDEX(Import.PLE,Detalhamento!$E55,Detalhamento!AM$15)),IF(INDEX(Import.PLE,Detalhamento!$E55,Detalhamento!AM$15)<=mediçao,0,OFFSET(Import.PLQ,$A55-1,AM$15-1,1,1)),OFFSET(Import.PLQ,$A55-1,AM$15-1,1,1))))","v":0},{"$f":"IF(AN$13=\"\",0,CHOOSE(Detalhamento.OpçãoServiços,OFFSET(Import.PLQ,$A55-1,AN$15-1,1,1),IF(ISNUMBER(INDEX(Import.PLE,Detalhamento!$E55,Detalhamento!AN$15)),IF(INDEX(Import.PLE,Detalhamento!$E55,Detalhamento!AN$15)<=mediçao,OFFSET(Import.PLQ,$A55-1,AN$15-1,1,1),0),0),IF(ISNUMBER(INDEX(Import.PLE,Detalhamento!$E55,Detalhamento!AN$15)),IF(INDEX(Import.PLE,Detalhamento!$E55,Detalhamento!AN$15)<=mediçao,0,OFFSET(Import.PLQ,$A55-1,AN$15-1,1,1)),OFFSET(Import.PLQ,$A55-1,AN$15-1,1,1))))","v":0},{"$f":"IF(AO$13=\"\",0,CHOOSE(Detalhamento.OpçãoServiços,OFFSET(Import.PLQ,$A55-1,AO$15-1,1,1),IF(ISNUMBER(INDEX(Import.PLE,Detalhamento!$E55,Detalhamento!AO$15)),IF(INDEX(Import.PLE,Detalhamento!$E55,Detalhamento!AO$15)<=mediçao,OFFSET(Import.PLQ,$A55-1,AO$15-1,1,1),0),0),IF(ISNUMBER(INDEX(Import.PLE,Detalhamento!$E55,Detalhamento!AO$15)),IF(INDEX(Import.PLE,Detalhamento!$E55,Detalhamento!AO$15)<=mediçao,0,OFFSET(Import.PLQ,$A55-1,AO$15-1,1,1)),OFFSET(Import.PLQ,$A55-1,AO$15-1,1,1))))","v":0},{"$f":"IF(AP$13=\"\",0,CHOOSE(Detalhamento.OpçãoServiços,OFFSET(Import.PLQ,$A55-1,AP$15-1,1,1),IF(ISNUMBER(INDEX(Import.PLE,Detalhamento!$E55,Detalhamento!AP$15)),IF(INDEX(Import.PLE,Detalhamento!$E55,Detalhamento!AP$15)<=mediçao,OFFSET(Import.PLQ,$A55-1,AP$15-1,1,1),0),0),IF(ISNUMBER(INDEX(Import.PLE,Detalhamento!$E55,Detalhamento!AP$15)),IF(INDEX(Import.PLE,Detalhamento!$E55,Detalhamento!AP$15)<=mediçao,0,OFFSET(Import.PLQ,$A55-1,AP$15-1,1,1)),OFFSET(Import.PLQ,$A55-1,AP$15-1,1,1))))","v":0},{"$f":"IF(AQ$13=\"\",0,CHOOSE(Detalhamento.OpçãoServiços,OFFSET(Import.PLQ,$A55-1,AQ$15-1,1,1),IF(ISNUMBER(INDEX(Import.PLE,Detalhamento!$E55,Detalhamento!AQ$15)),IF(INDEX(Import.PLE,Detalhamento!$E55,Detalhamento!AQ$15)<=mediçao,OFFSET(Import.PLQ,$A55-1,AQ$15-1,1,1),0),0),IF(ISNUMBER(INDEX(Import.PLE,Detalhamento!$E55,Detalhamento!AQ$15)),IF(INDEX(Import.PLE,Detalhamento!$E55,Detalhamento!AQ$15)<=mediçao,0,OFFSET(Import.PLQ,$A55-1,AQ$15-1,1,1)),OFFSET(Import.PLQ,$A55-1,AQ$15-1,1,1))))","v":0},{"$f":"IF(AR$13=\"\",0,CHOOSE(Detalhamento.OpçãoServiços,OFFSET(Import.PLQ,$A55-1,AR$15-1,1,1),IF(ISNUMBER(INDEX(Import.PLE,Detalhamento!$E55,Detalhamento!AR$15)),IF(INDEX(Import.PLE,Detalhamento!$E55,Detalhamento!AR$15)<=mediçao,OFFSET(Import.PLQ,$A55-1,AR$15-1,1,1),0),0),IF(ISNUMBER(INDEX(Import.PLE,Detalhamento!$E55,Detalhamento!AR$15)),IF(INDEX(Import.PLE,Detalhamento!$E55,Detalhamento!AR$15)<=mediçao,0,OFFSET(Import.PLQ,$A55-1,AR$15-1,1,1)),OFFSET(Import.PLQ,$A55-1,AR$15-1,1,1))))","v":0},{"$f":"IF(AS$13=\"\",0,CHOOSE(Detalhamento.OpçãoServiços,OFFSET(Import.PLQ,$A55-1,AS$15-1,1,1),IF(ISNUMBER(INDEX(Import.PLE,Detalhamento!$E55,Detalhamento!AS$15)),IF(INDEX(Import.PLE,Detalhamento!$E55,Detalhamento!AS$15)<=mediçao,OFFSET(Import.PLQ,$A55-1,AS$15-1,1,1),0),0),IF(ISNUMBER(INDEX(Import.PLE,Detalhamento!$E55,Detalhamento!AS$15)),IF(INDEX(Import.PLE,Detalhamento!$E55,Detalhamento!AS$15)<=mediçao,0,OFFSET(Import.PLQ,$A55-1,AS$15-1,1,1)),OFFSET(Import.PLQ,$A55-1,AS$15-1,1,1))))","v":0},{"$f":"IF(AT$13=\"\",0,CHOOSE(Detalhamento.OpçãoServiços,OFFSET(Import.PLQ,$A55-1,AT$15-1,1,1),IF(ISNUMBER(INDEX(Import.PLE,Detalhamento!$E55,Detalhamento!AT$15)),IF(INDEX(Import.PLE,Detalhamento!$E55,Detalhamento!AT$15)<=mediçao,OFFSET(Import.PLQ,$A55-1,AT$15-1,1,1),0),0),IF(ISNUMBER(INDEX(Import.PLE,Detalhamento!$E55,Detalhamento!AT$15)),IF(INDEX(Import.PLE,Detalhamento!$E55,Detalhamento!AT$15)<=mediçao,0,OFFSET(Import.PLQ,$A55-1,AT$15-1,1,1)),OFFSET(Import.PLQ,$A55-1,AT$15-1,1,1))))","v":0},{"$f":"IF(AU$13=\"\",0,CHOOSE(Detalhamento.OpçãoServiços,OFFSET(Import.PLQ,$A55-1,AU$15-1,1,1),IF(ISNUMBER(INDEX(Import.PLE,Detalhamento!$E55,Detalhamento!AU$15)),IF(INDEX(Import.PLE,Detalhamento!$E55,Detalhamento!AU$15)<=mediçao,OFFSET(Import.PLQ,$A55-1,AU$15-1,1,1),0),0),IF(ISNUMBER(INDEX(Import.PLE,Detalhamento!$E55,Detalhamento!AU$15)),IF(INDEX(Import.PLE,Detalhamento!$E55,Detalhamento!AU$15)<=mediçao,0,OFFSET(Import.PLQ,$A55-1,AU$15-1,1,1)),OFFSET(Import.PLQ,$A55-1,AU$15-1,1,1))))","v":0},{"$f":"IF(AV$13=\"\",0,CHOOSE(Detalhamento.OpçãoServiços,OFFSET(Import.PLQ,$A55-1,AV$15-1,1,1),IF(ISNUMBER(INDEX(Import.PLE,Detalhamento!$E55,Detalhamento!AV$15)),IF(INDEX(Import.PLE,Detalhamento!$E55,Detalhamento!AV$15)<=mediçao,OFFSET(Import.PLQ,$A55-1,AV$15-1,1,1),0),0),IF(ISNUMBER(INDEX(Import.PLE,Detalhamento!$E55,Detalhamento!AV$15)),IF(INDEX(Import.PLE,Detalhamento!$E55,Detalhamento!AV$15)<=mediçao,0,OFFSET(Import.PLQ,$A55-1,AV$15-1,1,1)),OFFSET(Import.PLQ,$A55-1,AV$15-1,1,1))))","v":0},{"$f":"IF(AW$13=\"\",0,CHOOSE(Detalhamento.OpçãoServiços,OFFSET(Import.PLQ,$A55-1,AW$15-1,1,1),IF(ISNUMBER(INDEX(Import.PLE,Detalhamento!$E55,Detalhamento!AW$15)),IF(INDEX(Import.PLE,Detalhamento!$E55,Detalhamento!AW$15)<=mediçao,OFFSET(Import.PLQ,$A55-1,AW$15-1,1,1),0),0),IF(ISNUMBER(INDEX(Import.PLE,Detalhamento!$E55,Detalhamento!AW$15)),IF(INDEX(Import.PLE,Detalhamento!$E55,Detalhamento!AW$15)<=mediçao,0,OFFSET(Import.PLQ,$A55-1,AW$15-1,1,1)),OFFSET(Import.PLQ,$A55-1,AW$15-1,1,1))))","v":0},{"$f":"IF(AX$13=\"\",0,CHOOSE(Detalhamento.OpçãoServiços,OFFSET(Import.PLQ,$A55-1,AX$15-1,1,1),IF(ISNUMBER(INDEX(Import.PLE,Detalhamento!$E55,Detalhamento!AX$15)),IF(INDEX(Import.PLE,Detalhamento!$E55,Detalhamento!AX$15)<=mediçao,OFFSET(Import.PLQ,$A55-1,AX$15-1,1,1),0),0),IF(ISNUMBER(INDEX(Import.PLE,Detalhamento!$E55,Detalhamento!AX$15)),IF(INDEX(Import.PLE,Detalhamento!$E55,Detalhamento!AX$15)<=mediçao,0,OFFSET(Import.PLQ,$A55-1,AX$15-1,1,1)),OFFSET(Import.PLQ,$A55-1,AX$15-1,1,1))))","v":0},{"$f":"IF(AY$13=\"\",0,CHOOSE(Detalhamento.OpçãoServiços,OFFSET(Import.PLQ,$A55-1,AY$15-1,1,1),IF(ISNUMBER(INDEX(Import.PLE,Detalhamento!$E55,Detalhamento!AY$15)),IF(INDEX(Import.PLE,Detalhamento!$E55,Detalhamento!AY$15)<=mediçao,OFFSET(Import.PLQ,$A55-1,AY$15-1,1,1),0),0),IF(ISNUMBER(INDEX(Import.PLE,Detalhamento!$E55,Detalhamento!AY$15)),IF(INDEX(Import.PLE,Detalhamento!$E55,Detalhamento!AY$15)<=mediçao,0,OFFSET(Import.PLQ,$A55-1,AY$15-1,1,1)),OFFSET(Import.PLQ,$A55-1,AY$15-1,1,1))))","v":0},{"$f":"IF(AZ$13=\"\",0,CHOOSE(Detalhamento.OpçãoServiços,OFFSET(Import.PLQ,$A55-1,AZ$15-1,1,1),IF(ISNUMBER(INDEX(Import.PLE,Detalhamento!$E55,Detalhamento!AZ$15)),IF(INDEX(Import.PLE,Detalhamento!$E55,Detalhamento!AZ$15)<=mediçao,OFFSET(Import.PLQ,$A55-1,AZ$15-1,1,1),0),0),IF(ISNUMBER(INDEX(Import.PLE,Detalhamento!$E55,Detalhamento!AZ$15)),IF(INDEX(Import.PLE,Detalhamento!$E55,Detalhamento!AZ$15)<=mediçao,0,OFFSET(Import.PLQ,$A55-1,AZ$15-1,1,1)),OFFSET(Import.PLQ,$A55-1,AZ$15-1,1,1))))","v":0},{"$f":"IF(BA$13=\"\",0,CHOOSE(Detalhamento.OpçãoServiços,OFFSET(Import.PLQ,$A55-1,BA$15-1,1,1),IF(ISNUMBER(INDEX(Import.PLE,Detalhamento!$E55,Detalhamento!BA$15)),IF(INDEX(Import.PLE,Detalhamento!$E55,Detalhamento!BA$15)<=mediçao,OFFSET(Import.PLQ,$A55-1,BA$15-1,1,1),0),0),IF(ISNUMBER(INDEX(Import.PLE,Detalhamento!$E55,Detalhamento!BA$15)),IF(INDEX(Import.PLE,Detalhamento!$E55,Detalhamento!BA$15)<=mediçao,0,OFFSET(Import.PLQ,$A55-1,BA$15-1,1,1)),OFFSET(Import.PLQ,$A55-1,BA$15-1,1,1))))","v":0},{"$f":"IF(BB$13=\"\",0,CHOOSE(Detalhamento.OpçãoServiços,OFFSET(Import.PLQ,$A55-1,BB$15-1,1,1),IF(ISNUMBER(INDEX(Import.PLE,Detalhamento!$E55,Detalhamento!BB$15)),IF(INDEX(Import.PLE,Detalhamento!$E55,Detalhamento!BB$15)<=mediçao,OFFSET(Import.PLQ,$A55-1,BB$15-1,1,1),0),0),IF(ISNUMBER(INDEX(Import.PLE,Detalhamento!$E55,Detalhamento!BB$15)),IF(INDEX(Import.PLE,Detalhamento!$E55,Detalhamento!BB$15)<=mediçao,0,OFFSET(Import.PLQ,$A55-1,BB$15-1,1,1)),OFFSET(Import.PLQ,$A55-1,BB$15-1,1,1))))","v":0},{"$f":"IF(BC$13=\"\",0,CHOOSE(Detalhamento.OpçãoServiços,OFFSET(Import.PLQ,$A55-1,BC$15-1,1,1),IF(ISNUMBER(INDEX(Import.PLE,Detalhamento!$E55,Detalhamento!BC$15)),IF(INDEX(Import.PLE,Detalhamento!$E55,Detalhamento!BC$15)<=mediçao,OFFSET(Import.PLQ,$A55-1,BC$15-1,1,1),0),0),IF(ISNUMBER(INDEX(Import.PLE,Detalhamento!$E55,Detalhamento!BC$15)),IF(INDEX(Import.PLE,Detalhamento!$E55,Detalhamento!BC$15)<=mediçao,0,OFFSET(Import.PLQ,$A55-1,BC$15-1,1,1)),OFFSET(Import.PLQ,$A55-1,BC$15-1,1,1))))","v":0},{"$f":"IF(BD$13=\"\",0,CHOOSE(Detalhamento.OpçãoServiços,OFFSET(Import.PLQ,$A55-1,BD$15-1,1,1),IF(ISNUMBER(INDEX(Import.PLE,Detalhamento!$E55,Detalhamento!BD$15)),IF(INDEX(Import.PLE,Detalhamento!$E55,Detalhamento!BD$15)<=mediçao,OFFSET(Import.PLQ,$A55-1,BD$15-1,1,1),0),0),IF(ISNUMBER(INDEX(Import.PLE,Detalhamento!$E55,Detalhamento!BD$15)),IF(INDEX(Import.PLE,Detalhamento!$E55,Detalhamento!BD$15)<=mediçao,0,OFFSET(Import.PLQ,$A55-1,BD$15-1,1,1)),OFFSET(Import.PLQ,$A55-1,BD$15-1,1,1))))","v":0},{"$f":"IF(BE$13=\"\",0,CHOOSE(Detalhamento.OpçãoServiços,OFFSET(Import.PLQ,$A55-1,BE$15-1,1,1),IF(ISNUMBER(INDEX(Import.PLE,Detalhamento!$E55,Detalhamento!BE$15)),IF(INDEX(Import.PLE,Detalhamento!$E55,Detalhamento!BE$15)<=mediçao,OFFSET(Import.PLQ,$A55-1,BE$15-1,1,1),0),0),IF(ISNUMBER(INDEX(Import.PLE,Detalhamento!$E55,Detalhamento!BE$15)),IF(INDEX(Import.PLE,Detalhamento!$E55,Detalhamento!BE$15)<=mediçao,0,OFFSET(Import.PLQ,$A55-1,BE$15-1,1,1)),OFFSET(Import.PLQ,$A55-1,BE$15-1,1,1))))","v":0},{"$f":"IF(BF$13=\"\",0,CHOOSE(Detalhamento.OpçãoServiços,OFFSET(Import.PLQ,$A55-1,BF$15-1,1,1),IF(ISNUMBER(INDEX(Import.PLE,Detalhamento!$E55,Detalhamento!BF$15)),IF(INDEX(Import.PLE,Detalhamento!$E55,Detalhamento!BF$15)<=mediçao,OFFSET(Import.PLQ,$A55-1,BF$15-1,1,1),0),0),IF(ISNUMBER(INDEX(Import.PLE,Detalhamento!$E55,Detalhamento!BF$15)),IF(INDEX(Import.PLE,Detalhamento!$E55,Detalhamento!BF$15)<=mediçao,0,OFFSET(Import.PLQ,$A55-1,BF$15-1,1,1)),OFFSET(Import.PLQ,$A55-1,BF$15-1,1,1))))","v":0},{"$f":"IF(BG$13=\"\",0,CHOOSE(Detalhamento.OpçãoServiços,OFFSET(Import.PLQ,$A55-1,BG$15-1,1,1),IF(ISNUMBER(INDEX(Import.PLE,Detalhamento!$E55,Detalhamento!BG$15)),IF(INDEX(Import.PLE,Detalhamento!$E55,Detalhamento!BG$15)<=mediçao,OFFSET(Import.PLQ,$A55-1,BG$15-1,1,1),0),0),IF(ISNUMBER(INDEX(Import.PLE,Detalhamento!$E55,Detalhamento!BG$15)),IF(INDEX(Import.PLE,Detalhamento!$E55,Detalhamento!BG$15)<=mediçao,0,OFFSET(Import.PLQ,$A55-1,BG$15-1,1,1)),OFFSET(Import.PLQ,$A55-1,BG$15-1,1,1))))","v":0},{"$f":"IF(BH$13=\"\",0,CHOOSE(Detalhamento.OpçãoServiços,OFFSET(Import.PLQ,$A55-1,BH$15-1,1,1),IF(ISNUMBER(INDEX(Import.PLE,Detalhamento!$E55,Detalhamento!BH$15)),IF(INDEX(Import.PLE,Detalhamento!$E55,Detalhamento!BH$15)<=mediçao,OFFSET(Import.PLQ,$A55-1,BH$15-1,1,1),0),0),IF(ISNUMBER(INDEX(Import.PLE,Detalhamento!$E55,Detalhamento!BH$15)),IF(INDEX(Import.PLE,Detalhamento!$E55,Detalhamento!BH$15)<=mediçao,0,OFFSET(Import.PLQ,$A55-1,BH$15-1,1,1)),OFFSET(Import.PLQ,$A55-1,BH$15-1,1,1))))","v":0},{"$f":"IF(BI$13=\"\",0,CHOOSE(Detalhamento.OpçãoServiços,OFFSET(Import.PLQ,$A55-1,BI$15-1,1,1),IF(ISNUMBER(INDEX(Import.PLE,Detalhamento!$E55,Detalhamento!BI$15)),IF(INDEX(Import.PLE,Detalhamento!$E55,Detalhamento!BI$15)<=mediçao,OFFSET(Import.PLQ,$A55-1,BI$15-1,1,1),0),0),IF(ISNUMBER(INDEX(Import.PLE,Detalhamento!$E55,Detalhamento!BI$15)),IF(INDEX(Import.PLE,Detalhamento!$E55,Detalhamento!BI$15)<=mediçao,0,OFFSET(Import.PLQ,$A55-1,BI$15-1,1,1)),OFFSET(Import.PLQ,$A55-1,BI$15-1,1,1))))","v":0}]
[50,"Evento",null,null,11,110000,"Evento","TUBOS","R$",9538.2900000000009,null,{"$f":"IF(L$13=\"\",0,CHOOSE(Detalhamento.OpçãoServiços,OFFSET(Import.PLQ,$A56-1,L$15-1,1,1),IF(ISNUMBER(INDEX(Import.PLE,Detalhamento!$E56,Detalhamento!L$15)),IF(INDEX(Import.PLE,Detalhamento!$E56,Detalhamento!L$15)<=mediçao,OFFSET(Import.PLQ,$A56-1,L$15-1,1,1),0),0),IF(ISNUMBER(INDEX(Import.PLE,Detalhamento!$E56,Detalhamento!L$15)),IF(INDEX(Import.PLE,Detalhamento!$E56,Detalhamento!L$15)<=mediçao,0,OFFSET(Import.PLQ,$A56-1,L$15-1,1,1)),OFFSET(Import.PLQ,$A56-1,L$15-1,1,1))))","v":0},{"$f":"IF(M$13=\"\",0,CHOOSE(Detalhamento.OpçãoServiços,OFFSET(Import.PLQ,$A56-1,M$15-1,1,1),IF(ISNUMBER(INDEX(Import.PLE,Detalhamento!$E56,Detalhamento!M$15)),IF(INDEX(Import.PLE,Detalhamento!$E56,Detalhamento!M$15)<=mediçao,OFFSET(Import.PLQ,$A56-1,M$15-1,1,1),0),0),IF(ISNUMBER(INDEX(Import.PLE,Detalhamento!$E56,Detalhamento!M$15)),IF(INDEX(Import.PLE,Detalhamento!$E56,Detalhamento!M$15)<=mediçao,0,OFFSET(Import.PLQ,$A56-1,M$15-1,1,1)),OFFSET(Import.PLQ,$A56-1,M$15-1,1,1))))","v":0},{"$f":"IF(N$13=\"\",0,CHOOSE(Detalhamento.OpçãoServiços,OFFSET(Import.PLQ,$A56-1,N$15-1,1,1),IF(ISNUMBER(INDEX(Import.PLE,Detalhamento!$E56,Detalhamento!N$15)),IF(INDEX(Import.PLE,Detalhamento!$E56,Detalhamento!N$15)<=mediçao,OFFSET(Import.PLQ,$A56-1,N$15-1,1,1),0),0),IF(ISNUMBER(INDEX(Import.PLE,Detalhamento!$E56,Detalhamento!N$15)),IF(INDEX(Import.PLE,Detalhamento!$E56,Detalhamento!N$15)<=mediçao,0,OFFSET(Import.PLQ,$A56-1,N$15-1,1,1)),OFFSET(Import.PLQ,$A56-1,N$15-1,1,1))))","v":9538.2900000000009},{"$f":"IF(O$13=\"\",0,CHOOSE(Detalhamento.OpçãoServiços,OFFSET(Import.PLQ,$A56-1,O$15-1,1,1),IF(ISNUMBER(INDEX(Import.PLE,Detalhamento!$E56,Detalhamento!O$15)),IF(INDEX(Import.PLE,Detalhamento!$E56,Detalhamento!O$15)<=mediçao,OFFSET(Import.PLQ,$A56-1,O$15-1,1,1),0),0),IF(ISNUMBER(INDEX(Import.PLE,Detalhamento!$E56,Detalhamento!O$15)),IF(INDEX(Import.PLE,Detalhamento!$E56,Detalhamento!O$15)<=mediçao,0,OFFSET(Import.PLQ,$A56-1,O$15-1,1,1)),OFFSET(Import.PLQ,$A56-1,O$15-1,1,1))))","v":0},{"$f":"IF(P$13=\"\",0,CHOOSE(Detalhamento.OpçãoServiços,OFFSET(Import.PLQ,$A56-1,P$15-1,1,1),IF(ISNUMBER(INDEX(Import.PLE,Detalhamento!$E56,Detalhamento!P$15)),IF(INDEX(Import.PLE,Detalhamento!$E56,Detalhamento!P$15)<=mediçao,OFFSET(Import.PLQ,$A56-1,P$15-1,1,1),0),0),IF(ISNUMBER(INDEX(Import.PLE,Detalhamento!$E56,Detalhamento!P$15)),IF(INDEX(Import.PLE,Detalhamento!$E56,Detalhamento!P$15)<=mediçao,0,OFFSET(Import.PLQ,$A56-1,P$15-1,1,1)),OFFSET(Import.PLQ,$A56-1,P$15-1,1,1))))","v":0},{"$f":"IF(Q$13=\"\",0,CHOOSE(Detalhamento.OpçãoServiços,OFFSET(Import.PLQ,$A56-1,Q$15-1,1,1),IF(ISNUMBER(INDEX(Import.PLE,Detalhamento!$E56,Detalhamento!Q$15)),IF(INDEX(Import.PLE,Detalhamento!$E56,Detalhamento!Q$15)<=mediçao,OFFSET(Import.PLQ,$A56-1,Q$15-1,1,1),0),0),IF(ISNUMBER(INDEX(Import.PLE,Detalhamento!$E56,Detalhamento!Q$15)),IF(INDEX(Import.PLE,Detalhamento!$E56,Detalhamento!Q$15)<=mediçao,0,OFFSET(Import.PLQ,$A56-1,Q$15-1,1,1)),OFFSET(Import.PLQ,$A56-1,Q$15-1,1,1))))","v":0},{"$f":"IF(R$13=\"\",0,CHOOSE(Detalhamento.OpçãoServiços,OFFSET(Import.PLQ,$A56-1,R$15-1,1,1),IF(ISNUMBER(INDEX(Import.PLE,Detalhamento!$E56,Detalhamento!R$15)),IF(INDEX(Import.PLE,Detalhamento!$E56,Detalhamento!R$15)<=mediçao,OFFSET(Import.PLQ,$A56-1,R$15-1,1,1),0),0),IF(ISNUMBER(INDEX(Import.PLE,Detalhamento!$E56,Detalhamento!R$15)),IF(INDEX(Import.PLE,Detalhamento!$E56,Detalhamento!R$15)<=mediçao,0,OFFSET(Import.PLQ,$A56-1,R$15-1,1,1)),OFFSET(Import.PLQ,$A56-1,R$15-1,1,1))))","v":0},{"$f":"IF(S$13=\"\",0,CHOOSE(Detalhamento.OpçãoServiços,OFFSET(Import.PLQ,$A56-1,S$15-1,1,1),IF(ISNUMBER(INDEX(Import.PLE,Detalhamento!$E56,Detalhamento!S$15)),IF(INDEX(Import.PLE,Detalhamento!$E56,Detalhamento!S$15)<=mediçao,OFFSET(Import.PLQ,$A56-1,S$15-1,1,1),0),0),IF(ISNUMBER(INDEX(Import.PLE,Detalhamento!$E56,Detalhamento!S$15)),IF(INDEX(Import.PLE,Detalhamento!$E56,Detalhamento!S$15)<=mediçao,0,OFFSET(Import.PLQ,$A56-1,S$15-1,1,1)),OFFSET(Import.PLQ,$A56-1,S$15-1,1,1))))","v":0},{"$f":"IF(T$13=\"\",0,CHOOSE(Detalhamento.OpçãoServiços,OFFSET(Import.PLQ,$A56-1,T$15-1,1,1),IF(ISNUMBER(INDEX(Import.PLE,Detalhamento!$E56,Detalhamento!T$15)),IF(INDEX(Import.PLE,Detalhamento!$E56,Detalhamento!T$15)<=mediçao,OFFSET(Import.PLQ,$A56-1,T$15-1,1,1),0),0),IF(ISNUMBER(INDEX(Import.PLE,Detalhamento!$E56,Detalhamento!T$15)),IF(INDEX(Import.PLE,Detalhamento!$E56,Detalhamento!T$15)<=mediçao,0,OFFSET(Import.PLQ,$A56-1,T$15-1,1,1)),OFFSET(Import.PLQ,$A56-1,T$15-1,1,1))))","v":0},{"$f":"IF(U$13=\"\",0,CHOOSE(Detalhamento.OpçãoServiços,OFFSET(Import.PLQ,$A56-1,U$15-1,1,1),IF(ISNUMBER(INDEX(Import.PLE,Detalhamento!$E56,Detalhamento!U$15)),IF(INDEX(Import.PLE,Detalhamento!$E56,Detalhamento!U$15)<=mediçao,OFFSET(Import.PLQ,$A56-1,U$15-1,1,1),0),0),IF(ISNUMBER(INDEX(Import.PLE,Detalhamento!$E56,Detalhamento!U$15)),IF(INDEX(Import.PLE,Detalhamento!$E56,Detalhamento!U$15)<=mediçao,0,OFFSET(Import.PLQ,$A56-1,U$15-1,1,1)),OFFSET(Import.PLQ,$A56-1,U$15-1,1,1))))","v":0},{"$f":"IF(V$13=\"\",0,CHOOSE(Detalhamento.OpçãoServiços,OFFSET(Import.PLQ,$A56-1,V$15-1,1,1),IF(ISNUMBER(INDEX(Import.PLE,Detalhamento!$E56,Detalhamento!V$15)),IF(INDEX(Import.PLE,Detalhamento!$E56,Detalhamento!V$15)<=mediçao,OFFSET(Import.PLQ,$A56-1,V$15-1,1,1),0),0),IF(ISNUMBER(INDEX(Import.PLE,Detalhamento!$E56,Detalhamento!V$15)),IF(INDEX(Import.PLE,Detalhamento!$E56,Detalhamento!V$15)<=mediçao,0,OFFSET(Import.PLQ,$A56-1,V$15-1,1,1)),OFFSET(Import.PLQ,$A56-1,V$15-1,1,1))))","v":0},{"$f":"IF(W$13=\"\",0,CHOOSE(Detalhamento.OpçãoServiços,OFFSET(Import.PLQ,$A56-1,W$15-1,1,1),IF(ISNUMBER(INDEX(Import.PLE,Detalhamento!$E56,Detalhamento!W$15)),IF(INDEX(Import.PLE,Detalhamento!$E56,Detalhamento!W$15)<=mediçao,OFFSET(Import.PLQ,$A56-1,W$15-1,1,1),0),0),IF(ISNUMBER(INDEX(Import.PLE,Detalhamento!$E56,Detalhamento!W$15)),IF(INDEX(Import.PLE,Detalhamento!$E56,Detalhamento!W$15)<=mediçao,0,OFFSET(Import.PLQ,$A56-1,W$15-1,1,1)),OFFSET(Import.PLQ,$A56-1,W$15-1,1,1))))","v":0},{"$f":"IF(X$13=\"\",0,CHOOSE(Detalhamento.OpçãoServiços,OFFSET(Import.PLQ,$A56-1,X$15-1,1,1),IF(ISNUMBER(INDEX(Import.PLE,Detalhamento!$E56,Detalhamento!X$15)),IF(INDEX(Import.PLE,Detalhamento!$E56,Detalhamento!X$15)<=mediçao,OFFSET(Import.PLQ,$A56-1,X$15-1,1,1),0),0),IF(ISNUMBER(INDEX(Import.PLE,Detalhamento!$E56,Detalhamento!X$15)),IF(INDEX(Import.PLE,Detalhamento!$E56,Detalhamento!X$15)<=mediçao,0,OFFSET(Import.PLQ,$A56-1,X$15-1,1,1)),OFFSET(Import.PLQ,$A56-1,X$15-1,1,1))))","v":0},{"$f":"IF(Y$13=\"\",0,CHOOSE(Detalhamento.OpçãoServiços,OFFSET(Import.PLQ,$A56-1,Y$15-1,1,1),IF(ISNUMBER(INDEX(Import.PLE,Detalhamento!$E56,Detalhamento!Y$15)),IF(INDEX(Import.PLE,Detalhamento!$E56,Detalhamento!Y$15)<=mediçao,OFFSET(Import.PLQ,$A56-1,Y$15-1,1,1),0),0),IF(ISNUMBER(INDEX(Import.PLE,Detalhamento!$E56,Detalhamento!Y$15)),IF(INDEX(Import.PLE,Detalhamento!$E56,Detalhamento!Y$15)<=mediçao,0,OFFSET(Import.PLQ,$A56-1,Y$15-1,1,1)),OFFSET(Import.PLQ,$A56-1,Y$15-1,1,1))))","v":0},{"$f":"IF(Z$13=\"\",0,CHOOSE(Detalhamento.OpçãoServiços,OFFSET(Import.PLQ,$A56-1,Z$15-1,1,1),IF(ISNUMBER(INDEX(Import.PLE,Detalhamento!$E56,Detalhamento!Z$15)),IF(INDEX(Import.PLE,Detalhamento!$E56,Detalhamento!Z$15)<=mediçao,OFFSET(Import.PLQ,$A56-1,Z$15-1,1,1),0),0),IF(ISNUMBER(INDEX(Import.PLE,Detalhamento!$E56,Detalhamento!Z$15)),IF(INDEX(Import.PLE,Detalhamento!$E56,Detalhamento!Z$15)<=mediçao,0,OFFSET(Import.PLQ,$A56-1,Z$15-1,1,1)),OFFSET(Import.PLQ,$A56-1,Z$15-1,1,1))))","v":0},{"$f":"IF(AA$13=\"\",0,CHOOSE(Detalhamento.OpçãoServiços,OFFSET(Import.PLQ,$A56-1,AA$15-1,1,1),IF(ISNUMBER(INDEX(Import.PLE,Detalhamento!$E56,Detalhamento!AA$15)),IF(INDEX(Import.PLE,Detalhamento!$E56,Detalhamento!AA$15)<=mediçao,OFFSET(Import.PLQ,$A56-1,AA$15-1,1,1),0),0),IF(ISNUMBER(INDEX(Import.PLE,Detalhamento!$E56,Detalhamento!AA$15)),IF(INDEX(Import.PLE,Detalhamento!$E56,Detalhamento!AA$15)<=mediçao,0,OFFSET(Import.PLQ,$A56-1,AA$15-1,1,1)),OFFSET(Import.PLQ,$A56-1,AA$15-1,1,1))))","v":0},{"$f":"IF(AB$13=\"\",0,CHOOSE(Detalhamento.OpçãoServiços,OFFSET(Import.PLQ,$A56-1,AB$15-1,1,1),IF(ISNUMBER(INDEX(Import.PLE,Detalhamento!$E56,Detalhamento!AB$15)),IF(INDEX(Import.PLE,Detalhamento!$E56,Detalhamento!AB$15)<=mediçao,OFFSET(Import.PLQ,$A56-1,AB$15-1,1,1),0),0),IF(ISNUMBER(INDEX(Import.PLE,Detalhamento!$E56,Detalhamento!AB$15)),IF(INDEX(Import.PLE,Detalhamento!$E56,Detalhamento!AB$15)<=mediçao,0,OFFSET(Import.PLQ,$A56-1,AB$15-1,1,1)),OFFSET(Import.PLQ,$A56-1,AB$15-1,1,1))))","v":0},{"$f":"IF(AC$13=\"\",0,CHOOSE(Detalhamento.OpçãoServiços,OFFSET(Import.PLQ,$A56-1,AC$15-1,1,1),IF(ISNUMBER(INDEX(Import.PLE,Detalhamento!$E56,Detalhamento!AC$15)),IF(INDEX(Import.PLE,Detalhamento!$E56,Detalhamento!AC$15)<=mediçao,OFFSET(Import.PLQ,$A56-1,AC$15-1,1,1),0),0),IF(ISNUMBER(INDEX(Import.PLE,Detalhamento!$E56,Detalhamento!AC$15)),IF(INDEX(Import.PLE,Detalhamento!$E56,Detalhamento!AC$15)<=mediçao,0,OFFSET(Import.PLQ,$A56-1,AC$15-1,1,1)),OFFSET(Import.PLQ,$A56-1,AC$15-1,1,1))))","v":0},{"$f":"IF(AD$13=\"\",0,CHOOSE(Detalhamento.OpçãoServiços,OFFSET(Import.PLQ,$A56-1,AD$15-1,1,1),IF(ISNUMBER(INDEX(Import.PLE,Detalhamento!$E56,Detalhamento!AD$15)),IF(INDEX(Import.PLE,Detalhamento!$E56,Detalhamento!AD$15)<=mediçao,OFFSET(Import.PLQ,$A56-1,AD$15-1,1,1),0),0),IF(ISNUMBER(INDEX(Import.PLE,Detalhamento!$E56,Detalhamento!AD$15)),IF(INDEX(Import.PLE,Detalhamento!$E56,Detalhamento!AD$15)<=mediçao,0,OFFSET(Import.PLQ,$A56-1,AD$15-1,1,1)),OFFSET(Import.PLQ,$A56-1,AD$15-1,1,1))))","v":0},{"$f":"IF(AE$13=\"\",0,CHOOSE(Detalhamento.OpçãoServiços,OFFSET(Import.PLQ,$A56-1,AE$15-1,1,1),IF(ISNUMBER(INDEX(Import.PLE,Detalhamento!$E56,Detalhamento!AE$15)),IF(INDEX(Import.PLE,Detalhamento!$E56,Detalhamento!AE$15)<=mediçao,OFFSET(Import.PLQ,$A56-1,AE$15-1,1,1),0),0),IF(ISNUMBER(INDEX(Import.PLE,Detalhamento!$E56,Detalhamento!AE$15)),IF(INDEX(Import.PLE,Detalhamento!$E56,Detalhamento!AE$15)<=mediçao,0,OFFSET(Import.PLQ,$A56-1,AE$15-1,1,1)),OFFSET(Import.PLQ,$A56-1,AE$15-1,1,1))))","v":0},{"$f":"IF(AF$13=\"\",0,CHOOSE(Detalhamento.OpçãoServiços,OFFSET(Import.PLQ,$A56-1,AF$15-1,1,1),IF(ISNUMBER(INDEX(Import.PLE,Detalhamento!$E56,Detalhamento!AF$15)),IF(INDEX(Import.PLE,Detalhamento!$E56,Detalhamento!AF$15)<=mediçao,OFFSET(Import.PLQ,$A56-1,AF$15-1,1,1),0),0),IF(ISNUMBER(INDEX(Import.PLE,Detalhamento!$E56,Detalhamento!AF$15)),IF(INDEX(Import.PLE,Detalhamento!$E56,Detalhamento!AF$15)<=mediçao,0,OFFSET(Import.PLQ,$A56-1,AF$15-1,1,1)),OFFSET(Import.PLQ,$A56-1,AF$15-1,1,1))))","v":0},{"$f":"IF(AG$13=\"\",0,CHOOSE(Detalhamento.OpçãoServiços,OFFSET(Import.PLQ,$A56-1,AG$15-1,1,1),IF(ISNUMBER(INDEX(Import.PLE,Detalhamento!$E56,Detalhamento!AG$15)),IF(INDEX(Import.PLE,Detalhamento!$E56,Detalhamento!AG$15)<=mediçao,OFFSET(Import.PLQ,$A56-1,AG$15-1,1,1),0),0),IF(ISNUMBER(INDEX(Import.PLE,Detalhamento!$E56,Detalhamento!AG$15)),IF(INDEX(Import.PLE,Detalhamento!$E56,Detalhamento!AG$15)<=mediçao,0,OFFSET(Import.PLQ,$A56-1,AG$15-1,1,1)),OFFSET(Import.PLQ,$A56-1,AG$15-1,1,1))))","v":0},{"$f":"IF(AH$13=\"\",0,CHOOSE(Detalhamento.OpçãoServiços,OFFSET(Import.PLQ,$A56-1,AH$15-1,1,1),IF(ISNUMBER(INDEX(Import.PLE,Detalhamento!$E56,Detalhamento!AH$15)),IF(INDEX(Import.PLE,Detalhamento!$E56,Detalhamento!AH$15)<=mediçao,OFFSET(Import.PLQ,$A56-1,AH$15-1,1,1),0),0),IF(ISNUMBER(INDEX(Import.PLE,Detalhamento!$E56,Detalhamento!AH$15)),IF(INDEX(Import.PLE,Detalhamento!$E56,Detalhamento!AH$15)<=mediçao,0,OFFSET(Import.PLQ,$A56-1,AH$15-1,1,1)),OFFSET(Import.PLQ,$A56-1,AH$15-1,1,1))))","v":0},{"$f":"IF(AI$13=\"\",0,CHOOSE(Detalhamento.OpçãoServiços,OFFSET(Import.PLQ,$A56-1,AI$15-1,1,1),IF(ISNUMBER(INDEX(Import.PLE,Detalhamento!$E56,Detalhamento!AI$15)),IF(INDEX(Import.PLE,Detalhamento!$E56,Detalhamento!AI$15)<=mediçao,OFFSET(Import.PLQ,$A56-1,AI$15-1,1,1),0),0),IF(ISNUMBER(INDEX(Import.PLE,Detalhamento!$E56,Detalhamento!AI$15)),IF(INDEX(Import.PLE,Detalhamento!$E56,Detalhamento!AI$15)<=mediçao,0,OFFSET(Import.PLQ,$A56-1,AI$15-1,1,1)),OFFSET(Import.PLQ,$A56-1,AI$15-1,1,1))))","v":0},{"$f":"IF(AJ$13=\"\",0,CHOOSE(Detalhamento.OpçãoServiços,OFFSET(Import.PLQ,$A56-1,AJ$15-1,1,1),IF(ISNUMBER(INDEX(Import.PLE,Detalhamento!$E56,Detalhamento!AJ$15)),IF(INDEX(Import.PLE,Detalhamento!$E56,Detalhamento!AJ$15)<=mediçao,OFFSET(Import.PLQ,$A56-1,AJ$15-1,1,1),0),0),IF(ISNUMBER(INDEX(Import.PLE,Detalhamento!$E56,Detalhamento!AJ$15)),IF(INDEX(Import.PLE,Detalhamento!$E56,Detalhamento!AJ$15)<=mediçao,0,OFFSET(Import.PLQ,$A56-1,AJ$15-1,1,1)),OFFSET(Import.PLQ,$A56-1,AJ$15-1,1,1))))","v":0},{"$f":"IF(AK$13=\"\",0,CHOOSE(Detalhamento.OpçãoServiços,OFFSET(Import.PLQ,$A56-1,AK$15-1,1,1),IF(ISNUMBER(INDEX(Import.PLE,Detalhamento!$E56,Detalhamento!AK$15)),IF(INDEX(Import.PLE,Detalhamento!$E56,Detalhamento!AK$15)<=mediçao,OFFSET(Import.PLQ,$A56-1,AK$15-1,1,1),0),0),IF(ISNUMBER(INDEX(Import.PLE,Detalhamento!$E56,Detalhamento!AK$15)),IF(INDEX(Import.PLE,Detalhamento!$E56,Detalhamento!AK$15)<=mediçao,0,OFFSET(Import.PLQ,$A56-1,AK$15-1,1,1)),OFFSET(Import.PLQ,$A56-1,AK$15-1,1,1))))","v":0},{"$f":"IF(AL$13=\"\",0,CHOOSE(Detalhamento.OpçãoServiços,OFFSET(Import.PLQ,$A56-1,AL$15-1,1,1),IF(ISNUMBER(INDEX(Import.PLE,Detalhamento!$E56,Detalhamento!AL$15)),IF(INDEX(Import.PLE,Detalhamento!$E56,Detalhamento!AL$15)<=mediçao,OFFSET(Import.PLQ,$A56-1,AL$15-1,1,1),0),0),IF(ISNUMBER(INDEX(Import.PLE,Detalhamento!$E56,Detalhamento!AL$15)),IF(INDEX(Import.PLE,Detalhamento!$E56,Detalhamento!AL$15)<=mediçao,0,OFFSET(Import.PLQ,$A56-1,AL$15-1,1,1)),OFFSET(Import.PLQ,$A56-1,AL$15-1,1,1))))","v":0},{"$f":"IF(AM$13=\"\",0,CHOOSE(Detalhamento.OpçãoServiços,OFFSET(Import.PLQ,$A56-1,AM$15-1,1,1),IF(ISNUMBER(INDEX(Import.PLE,Detalhamento!$E56,Detalhamento!AM$15)),IF(INDEX(Import.PLE,Detalhamento!$E56,Detalhamento!AM$15)<=mediçao,OFFSET(Import.PLQ,$A56-1,AM$15-1,1,1),0),0),IF(ISNUMBER(INDEX(Import.PLE,Detalhamento!$E56,Detalhamento!AM$15)),IF(INDEX(Import.PLE,Detalhamento!$E56,Detalhamento!AM$15)<=mediçao,0,OFFSET(Import.PLQ,$A56-1,AM$15-1,1,1)),OFFSET(Import.PLQ,$A56-1,AM$15-1,1,1))))","v":0},{"$f":"IF(AN$13=\"\",0,CHOOSE(Detalhamento.OpçãoServiços,OFFSET(Import.PLQ,$A56-1,AN$15-1,1,1),IF(ISNUMBER(INDEX(Import.PLE,Detalhamento!$E56,Detalhamento!AN$15)),IF(INDEX(Import.PLE,Detalhamento!$E56,Detalhamento!AN$15)<=mediçao,OFFSET(Import.PLQ,$A56-1,AN$15-1,1,1),0),0),IF(ISNUMBER(INDEX(Import.PLE,Detalhamento!$E56,Detalhamento!AN$15)),IF(INDEX(Import.PLE,Detalhamento!$E56,Detalhamento!AN$15)<=mediçao,0,OFFSET(Import.PLQ,$A56-1,AN$15-1,1,1)),OFFSET(Import.PLQ,$A56-1,AN$15-1,1,1))))","v":0},{"$f":"IF(AO$13=\"\",0,CHOOSE(Detalhamento.OpçãoServiços,OFFSET(Import.PLQ,$A56-1,AO$15-1,1,1),IF(ISNUMBER(INDEX(Import.PLE,Detalhamento!$E56,Detalhamento!AO$15)),IF(INDEX(Import.PLE,Detalhamento!$E56,Detalhamento!AO$15)<=mediçao,OFFSET(Import.PLQ,$A56-1,AO$15-1,1,1),0),0),IF(ISNUMBER(INDEX(Import.PLE,Detalhamento!$E56,Detalhamento!AO$15)),IF(INDEX(Import.PLE,Detalhamento!$E56,Detalhamento!AO$15)<=mediçao,0,OFFSET(Import.PLQ,$A56-1,AO$15-1,1,1)),OFFSET(Import.PLQ,$A56-1,AO$15-1,1,1))))","v":0},{"$f":"IF(AP$13=\"\",0,CHOOSE(Detalhamento.OpçãoServiços,OFFSET(Import.PLQ,$A56-1,AP$15-1,1,1),IF(ISNUMBER(INDEX(Import.PLE,Detalhamento!$E56,Detalhamento!AP$15)),IF(INDEX(Import.PLE,Detalhamento!$E56,Detalhamento!AP$15)<=mediçao,OFFSET(Import.PLQ,$A56-1,AP$15-1,1,1),0),0),IF(ISNUMBER(INDEX(Import.PLE,Detalhamento!$E56,Detalhamento!AP$15)),IF(INDEX(Import.PLE,Detalhamento!$E56,Detalhamento!AP$15)<=mediçao,0,OFFSET(Import.PLQ,$A56-1,AP$15-1,1,1)),OFFSET(Import.PLQ,$A56-1,AP$15-1,1,1))))","v":0},{"$f":"IF(AQ$13=\"\",0,CHOOSE(Detalhamento.OpçãoServiços,OFFSET(Import.PLQ,$A56-1,AQ$15-1,1,1),IF(ISNUMBER(INDEX(Import.PLE,Detalhamento!$E56,Detalhamento!AQ$15)),IF(INDEX(Import.PLE,Detalhamento!$E56,Detalhamento!AQ$15)<=mediçao,OFFSET(Import.PLQ,$A56-1,AQ$15-1,1,1),0),0),IF(ISNUMBER(INDEX(Import.PLE,Detalhamento!$E56,Detalhamento!AQ$15)),IF(INDEX(Import.PLE,Detalhamento!$E56,Detalhamento!AQ$15)<=mediçao,0,OFFSET(Import.PLQ,$A56-1,AQ$15-1,1,1)),OFFSET(Import.PLQ,$A56-1,AQ$15-1,1,1))))","v":0},{"$f":"IF(AR$13=\"\",0,CHOOSE(Detalhamento.OpçãoServiços,OFFSET(Import.PLQ,$A56-1,AR$15-1,1,1),IF(ISNUMBER(INDEX(Import.PLE,Detalhamento!$E56,Detalhamento!AR$15)),IF(INDEX(Import.PLE,Detalhamento!$E56,Detalhamento!AR$15)<=mediçao,OFFSET(Import.PLQ,$A56-1,AR$15-1,1,1),0),0),IF(ISNUMBER(INDEX(Import.PLE,Detalhamento!$E56,Detalhamento!AR$15)),IF(INDEX(Import.PLE,Detalhamento!$E56,Detalhamento!AR$15)<=mediçao,0,OFFSET(Import.PLQ,$A56-1,AR$15-1,1,1)),OFFSET(Import.PLQ,$A56-1,AR$15-1,1,1))))","v":0},{"$f":"IF(AS$13=\"\",0,CHOOSE(Detalhamento.OpçãoServiços,OFFSET(Import.PLQ,$A56-1,AS$15-1,1,1),IF(ISNUMBER(INDEX(Import.PLE,Detalhamento!$E56,Detalhamento!AS$15)),IF(INDEX(Import.PLE,Detalhamento!$E56,Detalhamento!AS$15)<=mediçao,OFFSET(Import.PLQ,$A56-1,AS$15-1,1,1),0),0),IF(ISNUMBER(INDEX(Import.PLE,Detalhamento!$E56,Detalhamento!AS$15)),IF(INDEX(Import.PLE,Detalhamento!$E56,Detalhamento!AS$15)<=mediçao,0,OFFSET(Import.PLQ,$A56-1,AS$15-1,1,1)),OFFSET(Import.PLQ,$A56-1,AS$15-1,1,1))))","v":0},{"$f":"IF(AT$13=\"\",0,CHOOSE(Detalhamento.OpçãoServiços,OFFSET(Import.PLQ,$A56-1,AT$15-1,1,1),IF(ISNUMBER(INDEX(Import.PLE,Detalhamento!$E56,Detalhamento!AT$15)),IF(INDEX(Import.PLE,Detalhamento!$E56,Detalhamento!AT$15)<=mediçao,OFFSET(Import.PLQ,$A56-1,AT$15-1,1,1),0),0),IF(ISNUMBER(INDEX(Import.PLE,Detalhamento!$E56,Detalhamento!AT$15)),IF(INDEX(Import.PLE,Detalhamento!$E56,Detalhamento!AT$15)<=mediçao,0,OFFSET(Import.PLQ,$A56-1,AT$15-1,1,1)),OFFSET(Import.PLQ,$A56-1,AT$15-1,1,1))))","v":0},{"$f":"IF(AU$13=\"\",0,CHOOSE(Detalhamento.OpçãoServiços,OFFSET(Import.PLQ,$A56-1,AU$15-1,1,1),IF(ISNUMBER(INDEX(Import.PLE,Detalhamento!$E56,Detalhamento!AU$15)),IF(INDEX(Import.PLE,Detalhamento!$E56,Detalhamento!AU$15)<=mediçao,OFFSET(Import.PLQ,$A56-1,AU$15-1,1,1),0),0),IF(ISNUMBER(INDEX(Import.PLE,Detalhamento!$E56,Detalhamento!AU$15)),IF(INDEX(Import.PLE,Detalhamento!$E56,Detalhamento!AU$15)<=mediçao,0,OFFSET(Import.PLQ,$A56-1,AU$15-1,1,1)),OFFSET(Import.PLQ,$A56-1,AU$15-1,1,1))))","v":0},{"$f":"IF(AV$13=\"\",0,CHOOSE(Detalhamento.OpçãoServiços,OFFSET(Import.PLQ,$A56-1,AV$15-1,1,1),IF(ISNUMBER(INDEX(Import.PLE,Detalhamento!$E56,Detalhamento!AV$15)),IF(INDEX(Import.PLE,Detalhamento!$E56,Detalhamento!AV$15)<=mediçao,OFFSET(Import.PLQ,$A56-1,AV$15-1,1,1),0),0),IF(ISNUMBER(INDEX(Import.PLE,Detalhamento!$E56,Detalhamento!AV$15)),IF(INDEX(Import.PLE,Detalhamento!$E56,Detalhamento!AV$15)<=mediçao,0,OFFSET(Import.PLQ,$A56-1,AV$15-1,1,1)),OFFSET(Import.PLQ,$A56-1,AV$15-1,1,1))))","v":0},{"$f":"IF(AW$13=\"\",0,CHOOSE(Detalhamento.OpçãoServiços,OFFSET(Import.PLQ,$A56-1,AW$15-1,1,1),IF(ISNUMBER(INDEX(Import.PLE,Detalhamento!$E56,Detalhamento!AW$15)),IF(INDEX(Import.PLE,Detalhamento!$E56,Detalhamento!AW$15)<=mediçao,OFFSET(Import.PLQ,$A56-1,AW$15-1,1,1),0),0),IF(ISNUMBER(INDEX(Import.PLE,Detalhamento!$E56,Detalhamento!AW$15)),IF(INDEX(Import.PLE,Detalhamento!$E56,Detalhamento!AW$15)<=mediçao,0,OFFSET(Import.PLQ,$A56-1,AW$15-1,1,1)),OFFSET(Import.PLQ,$A56-1,AW$15-1,1,1))))","v":0},{"$f":"IF(AX$13=\"\",0,CHOOSE(Detalhamento.OpçãoServiços,OFFSET(Import.PLQ,$A56-1,AX$15-1,1,1),IF(ISNUMBER(INDEX(Import.PLE,Detalhamento!$E56,Detalhamento!AX$15)),IF(INDEX(Import.PLE,Detalhamento!$E56,Detalhamento!AX$15)<=mediçao,OFFSET(Import.PLQ,$A56-1,AX$15-1,1,1),0),0),IF(ISNUMBER(INDEX(Import.PLE,Detalhamento!$E56,Detalhamento!AX$15)),IF(INDEX(Import.PLE,Detalhamento!$E56,Detalhamento!AX$15)<=mediçao,0,OFFSET(Import.PLQ,$A56-1,AX$15-1,1,1)),OFFSET(Import.PLQ,$A56-1,AX$15-1,1,1))))","v":0},{"$f":"IF(AY$13=\"\",0,CHOOSE(Detalhamento.OpçãoServiços,OFFSET(Import.PLQ,$A56-1,AY$15-1,1,1),IF(ISNUMBER(INDEX(Import.PLE,Detalhamento!$E56,Detalhamento!AY$15)),IF(INDEX(Import.PLE,Detalhamento!$E56,Detalhamento!AY$15)<=mediçao,OFFSET(Import.PLQ,$A56-1,AY$15-1,1,1),0),0),IF(ISNUMBER(INDEX(Import.PLE,Detalhamento!$E56,Detalhamento!AY$15)),IF(INDEX(Import.PLE,Detalhamento!$E56,Detalhamento!AY$15)<=mediçao,0,OFFSET(Import.PLQ,$A56-1,AY$15-1,1,1)),OFFSET(Import.PLQ,$A56-1,AY$15-1,1,1))))","v":0},{"$f":"IF(AZ$13=\"\",0,CHOOSE(Detalhamento.OpçãoServiços,OFFSET(Import.PLQ,$A56-1,AZ$15-1,1,1),IF(ISNUMBER(INDEX(Import.PLE,Detalhamento!$E56,Detalhamento!AZ$15)),IF(INDEX(Import.PLE,Detalhamento!$E56,Detalhamento!AZ$15)<=mediçao,OFFSET(Import.PLQ,$A56-1,AZ$15-1,1,1),0),0),IF(ISNUMBER(INDEX(Import.PLE,Detalhamento!$E56,Detalhamento!AZ$15)),IF(INDEX(Import.PLE,Detalhamento!$E56,Detalhamento!AZ$15)<=mediçao,0,OFFSET(Import.PLQ,$A56-1,AZ$15-1,1,1)),OFFSET(Import.PLQ,$A56-1,AZ$15-1,1,1))))","v":0},{"$f":"IF(BA$13=\"\",0,CHOOSE(Detalhamento.OpçãoServiços,OFFSET(Import.PLQ,$A56-1,BA$15-1,1,1),IF(ISNUMBER(INDEX(Import.PLE,Detalhamento!$E56,Detalhamento!BA$15)),IF(INDEX(Import.PLE,Detalhamento!$E56,Detalhamento!BA$15)<=mediçao,OFFSET(Import.PLQ,$A56-1,BA$15-1,1,1),0),0),IF(ISNUMBER(INDEX(Import.PLE,Detalhamento!$E56,Detalhamento!BA$15)),IF(INDEX(Import.PLE,Detalhamento!$E56,Detalhamento!BA$15)<=mediçao,0,OFFSET(Import.PLQ,$A56-1,BA$15-1,1,1)),OFFSET(Import.PLQ,$A56-1,BA$15-1,1,1))))","v":0},{"$f":"IF(BB$13=\"\",0,CHOOSE(Detalhamento.OpçãoServiços,OFFSET(Import.PLQ,$A56-1,BB$15-1,1,1),IF(ISNUMBER(INDEX(Import.PLE,Detalhamento!$E56,Detalhamento!BB$15)),IF(INDEX(Import.PLE,Detalhamento!$E56,Detalhamento!BB$15)<=mediçao,OFFSET(Import.PLQ,$A56-1,BB$15-1,1,1),0),0),IF(ISNUMBER(INDEX(Import.PLE,Detalhamento!$E56,Detalhamento!BB$15)),IF(INDEX(Import.PLE,Detalhamento!$E56,Detalhamento!BB$15)<=mediçao,0,OFFSET(Import.PLQ,$A56-1,BB$15-1,1,1)),OFFSET(Import.PLQ,$A56-1,BB$15-1,1,1))))","v":0},{"$f":"IF(BC$13=\"\",0,CHOOSE(Detalhamento.OpçãoServiços,OFFSET(Import.PLQ,$A56-1,BC$15-1,1,1),IF(ISNUMBER(INDEX(Import.PLE,Detalhamento!$E56,Detalhamento!BC$15)),IF(INDEX(Import.PLE,Detalhamento!$E56,Detalhamento!BC$15)<=mediçao,OFFSET(Import.PLQ,$A56-1,BC$15-1,1,1),0),0),IF(ISNUMBER(INDEX(Import.PLE,Detalhamento!$E56,Detalhamento!BC$15)),IF(INDEX(Import.PLE,Detalhamento!$E56,Detalhamento!BC$15)<=mediçao,0,OFFSET(Import.PLQ,$A56-1,BC$15-1,1,1)),OFFSET(Import.PLQ,$A56-1,BC$15-1,1,1))))","v":0},{"$f":"IF(BD$13=\"\",0,CHOOSE(Detalhamento.OpçãoServiços,OFFSET(Import.PLQ,$A56-1,BD$15-1,1,1),IF(ISNUMBER(INDEX(Import.PLE,Detalhamento!$E56,Detalhamento!BD$15)),IF(INDEX(Import.PLE,Detalhamento!$E56,Detalhamento!BD$15)<=mediçao,OFFSET(Import.PLQ,$A56-1,BD$15-1,1,1),0),0),IF(ISNUMBER(INDEX(Import.PLE,Detalhamento!$E56,Detalhamento!BD$15)),IF(INDEX(Import.PLE,Detalhamento!$E56,Detalhamento!BD$15)<=mediçao,0,OFFSET(Import.PLQ,$A56-1,BD$15-1,1,1)),OFFSET(Import.PLQ,$A56-1,BD$15-1,1,1))))","v":0},{"$f":"IF(BE$13=\"\",0,CHOOSE(Detalhamento.OpçãoServiços,OFFSET(Import.PLQ,$A56-1,BE$15-1,1,1),IF(ISNUMBER(INDEX(Import.PLE,Detalhamento!$E56,Detalhamento!BE$15)),IF(INDEX(Import.PLE,Detalhamento!$E56,Detalhamento!BE$15)<=mediçao,OFFSET(Import.PLQ,$A56-1,BE$15-1,1,1),0),0),IF(ISNUMBER(INDEX(Import.PLE,Detalhamento!$E56,Detalhamento!BE$15)),IF(INDEX(Import.PLE,Detalhamento!$E56,Detalhamento!BE$15)<=mediçao,0,OFFSET(Import.PLQ,$A56-1,BE$15-1,1,1)),OFFSET(Import.PLQ,$A56-1,BE$15-1,1,1))))","v":0},{"$f":"IF(BF$13=\"\",0,CHOOSE(Detalhamento.OpçãoServiços,OFFSET(Import.PLQ,$A56-1,BF$15-1,1,1),IF(ISNUMBER(INDEX(Import.PLE,Detalhamento!$E56,Detalhamento!BF$15)),IF(INDEX(Import.PLE,Detalhamento!$E56,Detalhamento!BF$15)<=mediçao,OFFSET(Import.PLQ,$A56-1,BF$15-1,1,1),0),0),IF(ISNUMBER(INDEX(Import.PLE,Detalhamento!$E56,Detalhamento!BF$15)),IF(INDEX(Import.PLE,Detalhamento!$E56,Detalhamento!BF$15)<=mediçao,0,OFFSET(Import.PLQ,$A56-1,BF$15-1,1,1)),OFFSET(Import.PLQ,$A56-1,BF$15-1,1,1))))","v":0},{"$f":"IF(BG$13=\"\",0,CHOOSE(Detalhamento.OpçãoServiços,OFFSET(Import.PLQ,$A56-1,BG$15-1,1,1),IF(ISNUMBER(INDEX(Import.PLE,Detalhamento!$E56,Detalhamento!BG$15)),IF(INDEX(Import.PLE,Detalhamento!$E56,Detalhamento!BG$15)<=mediçao,OFFSET(Import.PLQ,$A56-1,BG$15-1,1,1),0),0),IF(ISNUMBER(INDEX(Import.PLE,Detalhamento!$E56,Detalhamento!BG$15)),IF(INDEX(Import.PLE,Detalhamento!$E56,Detalhamento!BG$15)<=mediçao,0,OFFSET(Import.PLQ,$A56-1,BG$15-1,1,1)),OFFSET(Import.PLQ,$A56-1,BG$15-1,1,1))))","v":0},{"$f":"IF(BH$13=\"\",0,CHOOSE(Detalhamento.OpçãoServiços,OFFSET(Import.PLQ,$A56-1,BH$15-1,1,1),IF(ISNUMBER(INDEX(Import.PLE,Detalhamento!$E56,Detalhamento!BH$15)),IF(INDEX(Import.PLE,Detalhamento!$E56,Detalhamento!BH$15)<=mediçao,OFFSET(Import.PLQ,$A56-1,BH$15-1,1,1),0),0),IF(ISNUMBER(INDEX(Import.PLE,Detalhamento!$E56,Detalhamento!BH$15)),IF(INDEX(Import.PLE,Detalhamento!$E56,Detalhamento!BH$15)<=mediçao,0,OFFSET(Import.PLQ,$A56-1,BH$15-1,1,1)),OFFSET(Import.PLQ,$A56-1,BH$15-1,1,1))))","v":0},{"$f":"IF(BI$13=\"\",0,CHOOSE(Detalhamento.OpçãoServiços,OFFSET(Import.PLQ,$A56-1,BI$15-1,1,1),IF(ISNUMBER(INDEX(Import.PLE,Detalhamento!$E56,Detalhamento!BI$15)),IF(INDEX(Import.PLE,Detalhamento!$E56,Detalhamento!BI$15)<=mediçao,OFFSET(Import.PLQ,$A56-1,BI$15-1,1,1),0),0),IF(ISNUMBER(INDEX(Import.PLE,Detalhamento!$E56,Detalhamento!BI$15)),IF(INDEX(Import.PLE,Detalhamento!$E56,Detalhamento!BI$15)<=mediçao,0,OFFSET(Import.PLQ,$A56-1,BI$15-1,1,1)),OFFSET(Import.PLQ,$A56-1,BI$15-1,1,1))))","v":0}]
[28,"Serviço",null,null,11,110028,"1.7.1.","TUBOS DE PVC, SÉRIE R, ÁGUA PLUVIAL, DN 100 MM, INCLUSIVE CONEXÕES, CORTES E FIXAÇÕES","M",170,null,{"$f":"IF(L$13=\"\",0,CHOOSE(Detalhamento.OpçãoServiços,OFFSET(Import.PLQ,$A57-1,L$15-1,1,1),IF(ISNUMBER(INDEX(Import.PLE,Detalhamento!$E57,Detalhamento!L$15)),IF(INDEX(Import.PLE,Detalhamento!$E57,Detalhamento!L$15)<=mediçao,OFFSET(Import.PLQ,$A57-1,L$15-1,1,1),0),0),IF(ISNUMBER(INDEX(Import.PLE,Detalhamento!$E57,Detalhamento!L$15)),IF(INDEX(Import.PLE,Detalhamento!$E57,Detalhamento!L$15)<=mediçao,0,OFFSET(Import.PLQ,$A57-1,L$15-1,1,1)),OFFSET(Import.PLQ,$A57-1,L$15-1,1,1))))","v":0},{"$f":"IF(M$13=\"\",0,CHOOSE(Detalhamento.OpçãoServiços,OFFSET(Import.PLQ,$A57-1,M$15-1,1,1),IF(ISNUMBER(INDEX(Import.PLE,Detalhamento!$E57,Detalhamento!M$15)),IF(INDEX(Import.PLE,Detalhamento!$E57,Detalhamento!M$15)<=mediçao,OFFSET(Import.PLQ,$A57-1,M$15-1,1,1),0),0),IF(ISNUMBER(INDEX(Import.PLE,Detalhamento!$E57,Detalhamento!M$15)),IF(INDEX(Import.PLE,Detalhamento!$E57,Detalhamento!M$15)<=mediçao,0,OFFSET(Import.PLQ,$A57-1,M$15-1,1,1)),OFFSET(Import.PLQ,$A57-1,M$15-1,1,1))))","v":0},{"$f":"IF(N$13=\"\",0,CHOOSE(Detalhamento.OpçãoServiços,OFFSET(Import.PLQ,$A57-1,N$15-1,1,1),IF(ISNUMBER(INDEX(Import.PLE,Detalhamento!$E57,Detalhamento!N$15)),IF(INDEX(Import.PLE,Detalhamento!$E57,Detalhamento!N$15)<=mediçao,OFFSET(Import.PLQ,$A57-1,N$15-1,1,1),0),0),IF(ISNUMBER(INDEX(Import.PLE,Detalhamento!$E57,Detalhamento!N$15)),IF(INDEX(Import.PLE,Detalhamento!$E57,Detalhamento!N$15)<=mediçao,0,OFFSET(Import.PLQ,$A57-1,N$15-1,1,1)),OFFSET(Import.PLQ,$A57-1,N$15-1,1,1))))","v":170},{"$f":"IF(O$13=\"\",0,CHOOSE(Detalhamento.OpçãoServiços,OFFSET(Import.PLQ,$A57-1,O$15-1,1,1),IF(ISNUMBER(INDEX(Import.PLE,Detalhamento!$E57,Detalhamento!O$15)),IF(INDEX(Import.PLE,Detalhamento!$E57,Detalhamento!O$15)<=mediçao,OFFSET(Import.PLQ,$A57-1,O$15-1,1,1),0),0),IF(ISNUMBER(INDEX(Import.PLE,Detalhamento!$E57,Detalhamento!O$15)),IF(INDEX(Import.PLE,Detalhamento!$E57,Detalhamento!O$15)<=mediçao,0,OFFSET(Import.PLQ,$A57-1,O$15-1,1,1)),OFFSET(Import.PLQ,$A57-1,O$15-1,1,1))))","v":0},{"$f":"IF(P$13=\"\",0,CHOOSE(Detalhamento.OpçãoServiços,OFFSET(Import.PLQ,$A57-1,P$15-1,1,1),IF(ISNUMBER(INDEX(Import.PLE,Detalhamento!$E57,Detalhamento!P$15)),IF(INDEX(Import.PLE,Detalhamento!$E57,Detalhamento!P$15)<=mediçao,OFFSET(Import.PLQ,$A57-1,P$15-1,1,1),0),0),IF(ISNUMBER(INDEX(Import.PLE,Detalhamento!$E57,Detalhamento!P$15)),IF(INDEX(Import.PLE,Detalhamento!$E57,Detalhamento!P$15)<=mediçao,0,OFFSET(Import.PLQ,$A57-1,P$15-1,1,1)),OFFSET(Import.PLQ,$A57-1,P$15-1,1,1))))","v":0},{"$f":"IF(Q$13=\"\",0,CHOOSE(Detalhamento.OpçãoServiços,OFFSET(Import.PLQ,$A57-1,Q$15-1,1,1),IF(ISNUMBER(INDEX(Import.PLE,Detalhamento!$E57,Detalhamento!Q$15)),IF(INDEX(Import.PLE,Detalhamento!$E57,Detalhamento!Q$15)<=mediçao,OFFSET(Import.PLQ,$A57-1,Q$15-1,1,1),0),0),IF(ISNUMBER(INDEX(Import.PLE,Detalhamento!$E57,Detalhamento!Q$15)),IF(INDEX(Import.PLE,Detalhamento!$E57,Detalhamento!Q$15)<=mediçao,0,OFFSET(Import.PLQ,$A57-1,Q$15-1,1,1)),OFFSET(Import.PLQ,$A57-1,Q$15-1,1,1))))","v":0},{"$f":"IF(R$13=\"\",0,CHOOSE(Detalhamento.OpçãoServiços,OFFSET(Import.PLQ,$A57-1,R$15-1,1,1),IF(ISNUMBER(INDEX(Import.PLE,Detalhamento!$E57,Detalhamento!R$15)),IF(INDEX(Import.PLE,Detalhamento!$E57,Detalhamento!R$15)<=mediçao,OFFSET(Import.PLQ,$A57-1,R$15-1,1,1),0),0),IF(ISNUMBER(INDEX(Import.PLE,Detalhamento!$E57,Detalhamento!R$15)),IF(INDEX(Import.PLE,Detalhamento!$E57,Detalhamento!R$15)<=mediçao,0,OFFSET(Import.PLQ,$A57-1,R$15-1,1,1)),OFFSET(Import.PLQ,$A57-1,R$15-1,1,1))))","v":0},{"$f":"IF(S$13=\"\",0,CHOOSE(Detalhamento.OpçãoServiços,OFFSET(Import.PLQ,$A57-1,S$15-1,1,1),IF(ISNUMBER(INDEX(Import.PLE,Detalhamento!$E57,Detalhamento!S$15)),IF(INDEX(Import.PLE,Detalhamento!$E57,Detalhamento!S$15)<=mediçao,OFFSET(Import.PLQ,$A57-1,S$15-1,1,1),0),0),IF(ISNUMBER(INDEX(Import.PLE,Detalhamento!$E57,Detalhamento!S$15)),IF(INDEX(Import.PLE,Detalhamento!$E57,Detalhamento!S$15)<=mediçao,0,OFFSET(Import.PLQ,$A57-1,S$15-1,1,1)),OFFSET(Import.PLQ,$A57-1,S$15-1,1,1))))","v":0},{"$f":"IF(T$13=\"\",0,CHOOSE(Detalhamento.OpçãoServiços,OFFSET(Import.PLQ,$A57-1,T$15-1,1,1),IF(ISNUMBER(INDEX(Import.PLE,Detalhamento!$E57,Detalhamento!T$15)),IF(INDEX(Import.PLE,Detalhamento!$E57,Detalhamento!T$15)<=mediçao,OFFSET(Import.PLQ,$A57-1,T$15-1,1,1),0),0),IF(ISNUMBER(INDEX(Import.PLE,Detalhamento!$E57,Detalhamento!T$15)),IF(INDEX(Import.PLE,Detalhamento!$E57,Detalhamento!T$15)<=mediçao,0,OFFSET(Import.PLQ,$A57-1,T$15-1,1,1)),OFFSET(Import.PLQ,$A57-1,T$15-1,1,1))))","v":0},{"$f":"IF(U$13=\"\",0,CHOOSE(Detalhamento.OpçãoServiços,OFFSET(Import.PLQ,$A57-1,U$15-1,1,1),IF(ISNUMBER(INDEX(Import.PLE,Detalhamento!$E57,Detalhamento!U$15)),IF(INDEX(Import.PLE,Detalhamento!$E57,Detalhamento!U$15)<=mediçao,OFFSET(Import.PLQ,$A57-1,U$15-1,1,1),0),0),IF(ISNUMBER(INDEX(Import.PLE,Detalhamento!$E57,Detalhamento!U$15)),IF(INDEX(Import.PLE,Detalhamento!$E57,Detalhamento!U$15)<=mediçao,0,OFFSET(Import.PLQ,$A57-1,U$15-1,1,1)),OFFSET(Import.PLQ,$A57-1,U$15-1,1,1))))","v":0},{"$f":"IF(V$13=\"\",0,CHOOSE(Detalhamento.OpçãoServiços,OFFSET(Import.PLQ,$A57-1,V$15-1,1,1),IF(ISNUMBER(INDEX(Import.PLE,Detalhamento!$E57,Detalhamento!V$15)),IF(INDEX(Import.PLE,Detalhamento!$E57,Detalhamento!V$15)<=mediçao,OFFSET(Import.PLQ,$A57-1,V$15-1,1,1),0),0),IF(ISNUMBER(INDEX(Import.PLE,Detalhamento!$E57,Detalhamento!V$15)),IF(INDEX(Import.PLE,Detalhamento!$E57,Detalhamento!V$15)<=mediçao,0,OFFSET(Import.PLQ,$A57-1,V$15-1,1,1)),OFFSET(Import.PLQ,$A57-1,V$15-1,1,1))))","v":0},{"$f":"IF(W$13=\"\",0,CHOOSE(Detalhamento.OpçãoServiços,OFFSET(Import.PLQ,$A57-1,W$15-1,1,1),IF(ISNUMBER(INDEX(Import.PLE,Detalhamento!$E57,Detalhamento!W$15)),IF(INDEX(Import.PLE,Detalhamento!$E57,Detalhamento!W$15)<=mediçao,OFFSET(Import.PLQ,$A57-1,W$15-1,1,1),0),0),IF(ISNUMBER(INDEX(Import.PLE,Detalhamento!$E57,Detalhamento!W$15)),IF(INDEX(Import.PLE,Detalhamento!$E57,Detalhamento!W$15)<=mediçao,0,OFFSET(Import.PLQ,$A57-1,W$15-1,1,1)),OFFSET(Import.PLQ,$A57-1,W$15-1,1,1))))","v":0},{"$f":"IF(X$13=\"\",0,CHOOSE(Detalhamento.OpçãoServiços,OFFSET(Import.PLQ,$A57-1,X$15-1,1,1),IF(ISNUMBER(INDEX(Import.PLE,Detalhamento!$E57,Detalhamento!X$15)),IF(INDEX(Import.PLE,Detalhamento!$E57,Detalhamento!X$15)<=mediçao,OFFSET(Import.PLQ,$A57-1,X$15-1,1,1),0),0),IF(ISNUMBER(INDEX(Import.PLE,Detalhamento!$E57,Detalhamento!X$15)),IF(INDEX(Import.PLE,Detalhamento!$E57,Detalhamento!X$15)<=mediçao,0,OFFSET(Import.PLQ,$A57-1,X$15-1,1,1)),OFFSET(Import.PLQ,$A57-1,X$15-1,1,1))))","v":0},{"$f":"IF(Y$13=\"\",0,CHOOSE(Detalhamento.OpçãoServiços,OFFSET(Import.PLQ,$A57-1,Y$15-1,1,1),IF(ISNUMBER(INDEX(Import.PLE,Detalhamento!$E57,Detalhamento!Y$15)),IF(INDEX(Import.PLE,Detalhamento!$E57,Detalhamento!Y$15)<=mediçao,OFFSET(Import.PLQ,$A57-1,Y$15-1,1,1),0),0),IF(ISNUMBER(INDEX(Import.PLE,Detalhamento!$E57,Detalhamento!Y$15)),IF(INDEX(Import.PLE,Detalhamento!$E57,Detalhamento!Y$15)<=mediçao,0,OFFSET(Import.PLQ,$A57-1,Y$15-1,1,1)),OFFSET(Import.PLQ,$A57-1,Y$15-1,1,1))))","v":0},{"$f":"IF(Z$13=\"\",0,CHOOSE(Detalhamento.OpçãoServiços,OFFSET(Import.PLQ,$A57-1,Z$15-1,1,1),IF(ISNUMBER(INDEX(Import.PLE,Detalhamento!$E57,Detalhamento!Z$15)),IF(INDEX(Import.PLE,Detalhamento!$E57,Detalhamento!Z$15)<=mediçao,OFFSET(Import.PLQ,$A57-1,Z$15-1,1,1),0),0),IF(ISNUMBER(INDEX(Import.PLE,Detalhamento!$E57,Detalhamento!Z$15)),IF(INDEX(Import.PLE,Detalhamento!$E57,Detalhamento!Z$15)<=mediçao,0,OFFSET(Import.PLQ,$A57-1,Z$15-1,1,1)),OFFSET(Import.PLQ,$A57-1,Z$15-1,1,1))))","v":0},{"$f":"IF(AA$13=\"\",0,CHOOSE(Detalhamento.OpçãoServiços,OFFSET(Import.PLQ,$A57-1,AA$15-1,1,1),IF(ISNUMBER(INDEX(Import.PLE,Detalhamento!$E57,Detalhamento!AA$15)),IF(INDEX(Import.PLE,Detalhamento!$E57,Detalhamento!AA$15)<=mediçao,OFFSET(Import.PLQ,$A57-1,AA$15-1,1,1),0),0),IF(ISNUMBER(INDEX(Import.PLE,Detalhamento!$E57,Detalhamento!AA$15)),IF(INDEX(Import.PLE,Detalhamento!$E57,Detalhamento!AA$15)<=mediçao,0,OFFSET(Import.PLQ,$A57-1,AA$15-1,1,1)),OFFSET(Import.PLQ,$A57-1,AA$15-1,1,1))))","v":0},{"$f":"IF(AB$13=\"\",0,CHOOSE(Detalhamento.OpçãoServiços,OFFSET(Import.PLQ,$A57-1,AB$15-1,1,1),IF(ISNUMBER(INDEX(Import.PLE,Detalhamento!$E57,Detalhamento!AB$15)),IF(INDEX(Import.PLE,Detalhamento!$E57,Detalhamento!AB$15)<=mediçao,OFFSET(Import.PLQ,$A57-1,AB$15-1,1,1),0),0),IF(ISNUMBER(INDEX(Import.PLE,Detalhamento!$E57,Detalhamento!AB$15)),IF(INDEX(Import.PLE,Detalhamento!$E57,Detalhamento!AB$15)<=mediçao,0,OFFSET(Import.PLQ,$A57-1,AB$15-1,1,1)),OFFSET(Import.PLQ,$A57-1,AB$15-1,1,1))))","v":0},{"$f":"IF(AC$13=\"\",0,CHOOSE(Detalhamento.OpçãoServiços,OFFSET(Import.PLQ,$A57-1,AC$15-1,1,1),IF(ISNUMBER(INDEX(Import.PLE,Detalhamento!$E57,Detalhamento!AC$15)),IF(INDEX(Import.PLE,Detalhamento!$E57,Detalhamento!AC$15)<=mediçao,OFFSET(Import.PLQ,$A57-1,AC$15-1,1,1),0),0),IF(ISNUMBER(INDEX(Import.PLE,Detalhamento!$E57,Detalhamento!AC$15)),IF(INDEX(Import.PLE,Detalhamento!$E57,Detalhamento!AC$15)<=mediçao,0,OFFSET(Import.PLQ,$A57-1,AC$15-1,1,1)),OFFSET(Import.PLQ,$A57-1,AC$15-1,1,1))))","v":0},{"$f":"IF(AD$13=\"\",0,CHOOSE(Detalhamento.OpçãoServiços,OFFSET(Import.PLQ,$A57-1,AD$15-1,1,1),IF(ISNUMBER(INDEX(Import.PLE,Detalhamento!$E57,Detalhamento!AD$15)),IF(INDEX(Import.PLE,Detalhamento!$E57,Detalhamento!AD$15)<=mediçao,OFFSET(Import.PLQ,$A57-1,AD$15-1,1,1),0),0),IF(ISNUMBER(INDEX(Import.PLE,Detalhamento!$E57,Detalhamento!AD$15)),IF(INDEX(Import.PLE,Detalhamento!$E57,Detalhamento!AD$15)<=mediçao,0,OFFSET(Import.PLQ,$A57-1,AD$15-1,1,1)),OFFSET(Import.PLQ,$A57-1,AD$15-1,1,1))))","v":0},{"$f":"IF(AE$13=\"\",0,CHOOSE(Detalhamento.OpçãoServiços,OFFSET(Import.PLQ,$A57-1,AE$15-1,1,1),IF(ISNUMBER(INDEX(Import.PLE,Detalhamento!$E57,Detalhamento!AE$15)),IF(INDEX(Import.PLE,Detalhamento!$E57,Detalhamento!AE$15)<=mediçao,OFFSET(Import.PLQ,$A57-1,AE$15-1,1,1),0),0),IF(ISNUMBER(INDEX(Import.PLE,Detalhamento!$E57,Detalhamento!AE$15)),IF(INDEX(Import.PLE,Detalhamento!$E57,Detalhamento!AE$15)<=mediçao,0,OFFSET(Import.PLQ,$A57-1,AE$15-1,1,1)),OFFSET(Import.PLQ,$A57-1,AE$15-1,1,1))))","v":0},{"$f":"IF(AF$13=\"\",0,CHOOSE(Detalhamento.OpçãoServiços,OFFSET(Import.PLQ,$A57-1,AF$15-1,1,1),IF(ISNUMBER(INDEX(Import.PLE,Detalhamento!$E57,Detalhamento!AF$15)),IF(INDEX(Import.PLE,Detalhamento!$E57,Detalhamento!AF$15)<=mediçao,OFFSET(Import.PLQ,$A57-1,AF$15-1,1,1),0),0),IF(ISNUMBER(INDEX(Import.PLE,Detalhamento!$E57,Detalhamento!AF$15)),IF(INDEX(Import.PLE,Detalhamento!$E57,Detalhamento!AF$15)<=mediçao,0,OFFSET(Import.PLQ,$A57-1,AF$15-1,1,1)),OFFSET(Import.PLQ,$A57-1,AF$15-1,1,1))))","v":0},{"$f":"IF(AG$13=\"\",0,CHOOSE(Detalhamento.OpçãoServiços,OFFSET(Import.PLQ,$A57-1,AG$15-1,1,1),IF(ISNUMBER(INDEX(Import.PLE,Detalhamento!$E57,Detalhamento!AG$15)),IF(INDEX(Import.PLE,Detalhamento!$E57,Detalhamento!AG$15)<=mediçao,OFFSET(Import.PLQ,$A57-1,AG$15-1,1,1),0),0),IF(ISNUMBER(INDEX(Import.PLE,Detalhamento!$E57,Detalhamento!AG$15)),IF(INDEX(Import.PLE,Detalhamento!$E57,Detalhamento!AG$15)<=mediçao,0,OFFSET(Import.PLQ,$A57-1,AG$15-1,1,1)),OFFSET(Import.PLQ,$A57-1,AG$15-1,1,1))))","v":0},{"$f":"IF(AH$13=\"\",0,CHOOSE(Detalhamento.OpçãoServiços,OFFSET(Import.PLQ,$A57-1,AH$15-1,1,1),IF(ISNUMBER(INDEX(Import.PLE,Detalhamento!$E57,Detalhamento!AH$15)),IF(INDEX(Import.PLE,Detalhamento!$E57,Detalhamento!AH$15)<=mediçao,OFFSET(Import.PLQ,$A57-1,AH$15-1,1,1),0),0),IF(ISNUMBER(INDEX(Import.PLE,Detalhamento!$E57,Detalhamento!AH$15)),IF(INDEX(Import.PLE,Detalhamento!$E57,Detalhamento!AH$15)<=mediçao,0,OFFSET(Import.PLQ,$A57-1,AH$15-1,1,1)),OFFSET(Import.PLQ,$A57-1,AH$15-1,1,1))))","v":0},{"$f":"IF(AI$13=\"\",0,CHOOSE(Detalhamento.OpçãoServiços,OFFSET(Import.PLQ,$A57-1,AI$15-1,1,1),IF(ISNUMBER(INDEX(Import.PLE,Detalhamento!$E57,Detalhamento!AI$15)),IF(INDEX(Import.PLE,Detalhamento!$E57,Detalhamento!AI$15)<=mediçao,OFFSET(Import.PLQ,$A57-1,AI$15-1,1,1),0),0),IF(ISNUMBER(INDEX(Import.PLE,Detalhamento!$E57,Detalhamento!AI$15)),IF(INDEX(Import.PLE,Detalhamento!$E57,Detalhamento!AI$15)<=mediçao,0,OFFSET(Import.PLQ,$A57-1,AI$15-1,1,1)),OFFSET(Import.PLQ,$A57-1,AI$15-1,1,1))))","v":0},{"$f":"IF(AJ$13=\"\",0,CHOOSE(Detalhamento.OpçãoServiços,OFFSET(Import.PLQ,$A57-1,AJ$15-1,1,1),IF(ISNUMBER(INDEX(Import.PLE,Detalhamento!$E57,Detalhamento!AJ$15)),IF(INDEX(Import.PLE,Detalhamento!$E57,Detalhamento!AJ$15)<=mediçao,OFFSET(Import.PLQ,$A57-1,AJ$15-1,1,1),0),0),IF(ISNUMBER(INDEX(Import.PLE,Detalhamento!$E57,Detalhamento!AJ$15)),IF(INDEX(Import.PLE,Detalhamento!$E57,Detalhamento!AJ$15)<=mediçao,0,OFFSET(Import.PLQ,$A57-1,AJ$15-1,1,1)),OFFSET(Import.PLQ,$A57-1,AJ$15-1,1,1))))","v":0},{"$f":"IF(AK$13=\"\",0,CHOOSE(Detalhamento.OpçãoServiços,OFFSET(Import.PLQ,$A57-1,AK$15-1,1,1),IF(ISNUMBER(INDEX(Import.PLE,Detalhamento!$E57,Detalhamento!AK$15)),IF(INDEX(Import.PLE,Detalhamento!$E57,Detalhamento!AK$15)<=mediçao,OFFSET(Import.PLQ,$A57-1,AK$15-1,1,1),0),0),IF(ISNUMBER(INDEX(Import.PLE,Detalhamento!$E57,Detalhamento!AK$15)),IF(INDEX(Import.PLE,Detalhamento!$E57,Detalhamento!AK$15)<=mediçao,0,OFFSET(Import.PLQ,$A57-1,AK$15-1,1,1)),OFFSET(Import.PLQ,$A57-1,AK$15-1,1,1))))","v":0},{"$f":"IF(AL$13=\"\",0,CHOOSE(Detalhamento.OpçãoServiços,OFFSET(Import.PLQ,$A57-1,AL$15-1,1,1),IF(ISNUMBER(INDEX(Import.PLE,Detalhamento!$E57,Detalhamento!AL$15)),IF(INDEX(Import.PLE,Detalhamento!$E57,Detalhamento!AL$15)<=mediçao,OFFSET(Import.PLQ,$A57-1,AL$15-1,1,1),0),0),IF(ISNUMBER(INDEX(Import.PLE,Detalhamento!$E57,Detalhamento!AL$15)),IF(INDEX(Import.PLE,Detalhamento!$E57,Detalhamento!AL$15)<=mediçao,0,OFFSET(Import.PLQ,$A57-1,AL$15-1,1,1)),OFFSET(Import.PLQ,$A57-1,AL$15-1,1,1))))","v":0},{"$f":"IF(AM$13=\"\",0,CHOOSE(Detalhamento.OpçãoServiços,OFFSET(Import.PLQ,$A57-1,AM$15-1,1,1),IF(ISNUMBER(INDEX(Import.PLE,Detalhamento!$E57,Detalhamento!AM$15)),IF(INDEX(Import.PLE,Detalhamento!$E57,Detalhamento!AM$15)<=mediçao,OFFSET(Import.PLQ,$A57-1,AM$15-1,1,1),0),0),IF(ISNUMBER(INDEX(Import.PLE,Detalhamento!$E57,Detalhamento!AM$15)),IF(INDEX(Import.PLE,Detalhamento!$E57,Detalhamento!AM$15)<=mediçao,0,OFFSET(Import.PLQ,$A57-1,AM$15-1,1,1)),OFFSET(Import.PLQ,$A57-1,AM$15-1,1,1))))","v":0},{"$f":"IF(AN$13=\"\",0,CHOOSE(Detalhamento.OpçãoServiços,OFFSET(Import.PLQ,$A57-1,AN$15-1,1,1),IF(ISNUMBER(INDEX(Import.PLE,Detalhamento!$E57,Detalhamento!AN$15)),IF(INDEX(Import.PLE,Detalhamento!$E57,Detalhamento!AN$15)<=mediçao,OFFSET(Import.PLQ,$A57-1,AN$15-1,1,1),0),0),IF(ISNUMBER(INDEX(Import.PLE,Detalhamento!$E57,Detalhamento!AN$15)),IF(INDEX(Import.PLE,Detalhamento!$E57,Detalhamento!AN$15)<=mediçao,0,OFFSET(Import.PLQ,$A57-1,AN$15-1,1,1)),OFFSET(Import.PLQ,$A57-1,AN$15-1,1,1))))","v":0},{"$f":"IF(AO$13=\"\",0,CHOOSE(Detalhamento.OpçãoServiços,OFFSET(Import.PLQ,$A57-1,AO$15-1,1,1),IF(ISNUMBER(INDEX(Import.PLE,Detalhamento!$E57,Detalhamento!AO$15)),IF(INDEX(Import.PLE,Detalhamento!$E57,Detalhamento!AO$15)<=mediçao,OFFSET(Import.PLQ,$A57-1,AO$15-1,1,1),0),0),IF(ISNUMBER(INDEX(Import.PLE,Detalhamento!$E57,Detalhamento!AO$15)),IF(INDEX(Import.PLE,Detalhamento!$E57,Detalhamento!AO$15)<=mediçao,0,OFFSET(Import.PLQ,$A57-1,AO$15-1,1,1)),OFFSET(Import.PLQ,$A57-1,AO$15-1,1,1))))","v":0},{"$f":"IF(AP$13=\"\",0,CHOOSE(Detalhamento.OpçãoServiços,OFFSET(Import.PLQ,$A57-1,AP$15-1,1,1),IF(ISNUMBER(INDEX(Import.PLE,Detalhamento!$E57,Detalhamento!AP$15)),IF(INDEX(Import.PLE,Detalhamento!$E57,Detalhamento!AP$15)<=mediçao,OFFSET(Import.PLQ,$A57-1,AP$15-1,1,1),0),0),IF(ISNUMBER(INDEX(Import.PLE,Detalhamento!$E57,Detalhamento!AP$15)),IF(INDEX(Import.PLE,Detalhamento!$E57,Detalhamento!AP$15)<=mediçao,0,OFFSET(Import.PLQ,$A57-1,AP$15-1,1,1)),OFFSET(Import.PLQ,$A57-1,AP$15-1,1,1))))","v":0},{"$f":"IF(AQ$13=\"\",0,CHOOSE(Detalhamento.OpçãoServiços,OFFSET(Import.PLQ,$A57-1,AQ$15-1,1,1),IF(ISNUMBER(INDEX(Import.PLE,Detalhamento!$E57,Detalhamento!AQ$15)),IF(INDEX(Import.PLE,Detalhamento!$E57,Detalhamento!AQ$15)<=mediçao,OFFSET(Import.PLQ,$A57-1,AQ$15-1,1,1),0),0),IF(ISNUMBER(INDEX(Import.PLE,Detalhamento!$E57,Detalhamento!AQ$15)),IF(INDEX(Import.PLE,Detalhamento!$E57,Detalhamento!AQ$15)<=mediçao,0,OFFSET(Import.PLQ,$A57-1,AQ$15-1,1,1)),OFFSET(Import.PLQ,$A57-1,AQ$15-1,1,1))))","v":0},{"$f":"IF(AR$13=\"\",0,CHOOSE(Detalhamento.OpçãoServiços,OFFSET(Import.PLQ,$A57-1,AR$15-1,1,1),IF(ISNUMBER(INDEX(Import.PLE,Detalhamento!$E57,Detalhamento!AR$15)),IF(INDEX(Import.PLE,Detalhamento!$E57,Detalhamento!AR$15)<=mediçao,OFFSET(Import.PLQ,$A57-1,AR$15-1,1,1),0),0),IF(ISNUMBER(INDEX(Import.PLE,Detalhamento!$E57,Detalhamento!AR$15)),IF(INDEX(Import.PLE,Detalhamento!$E57,Detalhamento!AR$15)<=mediçao,0,OFFSET(Import.PLQ,$A57-1,AR$15-1,1,1)),OFFSET(Import.PLQ,$A57-1,AR$15-1,1,1))))","v":0},{"$f":"IF(AS$13=\"\",0,CHOOSE(Detalhamento.OpçãoServiços,OFFSET(Import.PLQ,$A57-1,AS$15-1,1,1),IF(ISNUMBER(INDEX(Import.PLE,Detalhamento!$E57,Detalhamento!AS$15)),IF(INDEX(Import.PLE,Detalhamento!$E57,Detalhamento!AS$15)<=mediçao,OFFSET(Import.PLQ,$A57-1,AS$15-1,1,1),0),0),IF(ISNUMBER(INDEX(Import.PLE,Detalhamento!$E57,Detalhamento!AS$15)),IF(INDEX(Import.PLE,Detalhamento!$E57,Detalhamento!AS$15)<=mediçao,0,OFFSET(Import.PLQ,$A57-1,AS$15-1,1,1)),OFFSET(Import.PLQ,$A57-1,AS$15-1,1,1))))","v":0},{"$f":"IF(AT$13=\"\",0,CHOOSE(Detalhamento.OpçãoServiços,OFFSET(Import.PLQ,$A57-1,AT$15-1,1,1),IF(ISNUMBER(INDEX(Import.PLE,Detalhamento!$E57,Detalhamento!AT$15)),IF(INDEX(Import.PLE,Detalhamento!$E57,Detalhamento!AT$15)<=mediçao,OFFSET(Import.PLQ,$A57-1,AT$15-1,1,1),0),0),IF(ISNUMBER(INDEX(Import.PLE,Detalhamento!$E57,Detalhamento!AT$15)),IF(INDEX(Import.PLE,Detalhamento!$E57,Detalhamento!AT$15)<=mediçao,0,OFFSET(Import.PLQ,$A57-1,AT$15-1,1,1)),OFFSET(Import.PLQ,$A57-1,AT$15-1,1,1))))","v":0},{"$f":"IF(AU$13=\"\",0,CHOOSE(Detalhamento.OpçãoServiços,OFFSET(Import.PLQ,$A57-1,AU$15-1,1,1),IF(ISNUMBER(INDEX(Import.PLE,Detalhamento!$E57,Detalhamento!AU$15)),IF(INDEX(Import.PLE,Detalhamento!$E57,Detalhamento!AU$15)<=mediçao,OFFSET(Import.PLQ,$A57-1,AU$15-1,1,1),0),0),IF(ISNUMBER(INDEX(Import.PLE,Detalhamento!$E57,Detalhamento!AU$15)),IF(INDEX(Import.PLE,Detalhamento!$E57,Detalhamento!AU$15)<=mediçao,0,OFFSET(Import.PLQ,$A57-1,AU$15-1,1,1)),OFFSET(Import.PLQ,$A57-1,AU$15-1,1,1))))","v":0},{"$f":"IF(AV$13=\"\",0,CHOOSE(Detalhamento.OpçãoServiços,OFFSET(Import.PLQ,$A57-1,AV$15-1,1,1),IF(ISNUMBER(INDEX(Import.PLE,Detalhamento!$E57,Detalhamento!AV$15)),IF(INDEX(Import.PLE,Detalhamento!$E57,Detalhamento!AV$15)<=mediçao,OFFSET(Import.PLQ,$A57-1,AV$15-1,1,1),0),0),IF(ISNUMBER(INDEX(Import.PLE,Detalhamento!$E57,Detalhamento!AV$15)),IF(INDEX(Import.PLE,Detalhamento!$E57,Detalhamento!AV$15)<=mediçao,0,OFFSET(Import.PLQ,$A57-1,AV$15-1,1,1)),OFFSET(Import.PLQ,$A57-1,AV$15-1,1,1))))","v":0},{"$f":"IF(AW$13=\"\",0,CHOOSE(Detalhamento.OpçãoServiços,OFFSET(Import.PLQ,$A57-1,AW$15-1,1,1),IF(ISNUMBER(INDEX(Import.PLE,Detalhamento!$E57,Detalhamento!AW$15)),IF(INDEX(Import.PLE,Detalhamento!$E57,Detalhamento!AW$15)<=mediçao,OFFSET(Import.PLQ,$A57-1,AW$15-1,1,1),0),0),IF(ISNUMBER(INDEX(Import.PLE,Detalhamento!$E57,Detalhamento!AW$15)),IF(INDEX(Import.PLE,Detalhamento!$E57,Detalhamento!AW$15)<=mediçao,0,OFFSET(Import.PLQ,$A57-1,AW$15-1,1,1)),OFFSET(Import.PLQ,$A57-1,AW$15-1,1,1))))","v":0},{"$f":"IF(AX$13=\"\",0,CHOOSE(Detalhamento.OpçãoServiços,OFFSET(Import.PLQ,$A57-1,AX$15-1,1,1),IF(ISNUMBER(INDEX(Import.PLE,Detalhamento!$E57,Detalhamento!AX$15)),IF(INDEX(Import.PLE,Detalhamento!$E57,Detalhamento!AX$15)<=mediçao,OFFSET(Import.PLQ,$A57-1,AX$15-1,1,1),0),0),IF(ISNUMBER(INDEX(Import.PLE,Detalhamento!$E57,Detalhamento!AX$15)),IF(INDEX(Import.PLE,Detalhamento!$E57,Detalhamento!AX$15)<=mediçao,0,OFFSET(Import.PLQ,$A57-1,AX$15-1,1,1)),OFFSET(Import.PLQ,$A57-1,AX$15-1,1,1))))","v":0},{"$f":"IF(AY$13=\"\",0,CHOOSE(Detalhamento.OpçãoServiços,OFFSET(Import.PLQ,$A57-1,AY$15-1,1,1),IF(ISNUMBER(INDEX(Import.PLE,Detalhamento!$E57,Detalhamento!AY$15)),IF(INDEX(Import.PLE,Detalhamento!$E57,Detalhamento!AY$15)<=mediçao,OFFSET(Import.PLQ,$A57-1,AY$15-1,1,1),0),0),IF(ISNUMBER(INDEX(Import.PLE,Detalhamento!$E57,Detalhamento!AY$15)),IF(INDEX(Import.PLE,Detalhamento!$E57,Detalhamento!AY$15)<=mediçao,0,OFFSET(Import.PLQ,$A57-1,AY$15-1,1,1)),OFFSET(Import.PLQ,$A57-1,AY$15-1,1,1))))","v":0},{"$f":"IF(AZ$13=\"\",0,CHOOSE(Detalhamento.OpçãoServiços,OFFSET(Import.PLQ,$A57-1,AZ$15-1,1,1),IF(ISNUMBER(INDEX(Import.PLE,Detalhamento!$E57,Detalhamento!AZ$15)),IF(INDEX(Import.PLE,Detalhamento!$E57,Detalhamento!AZ$15)<=mediçao,OFFSET(Import.PLQ,$A57-1,AZ$15-1,1,1),0),0),IF(ISNUMBER(INDEX(Import.PLE,Detalhamento!$E57,Detalhamento!AZ$15)),IF(INDEX(Import.PLE,Detalhamento!$E57,Detalhamento!AZ$15)<=mediçao,0,OFFSET(Import.PLQ,$A57-1,AZ$15-1,1,1)),OFFSET(Import.PLQ,$A57-1,AZ$15-1,1,1))))","v":0},{"$f":"IF(BA$13=\"\",0,CHOOSE(Detalhamento.OpçãoServiços,OFFSET(Import.PLQ,$A57-1,BA$15-1,1,1),IF(ISNUMBER(INDEX(Import.PLE,Detalhamento!$E57,Detalhamento!BA$15)),IF(INDEX(Import.PLE,Detalhamento!$E57,Detalhamento!BA$15)<=mediçao,OFFSET(Import.PLQ,$A57-1,BA$15-1,1,1),0),0),IF(ISNUMBER(INDEX(Import.PLE,Detalhamento!$E57,Detalhamento!BA$15)),IF(INDEX(Import.PLE,Detalhamento!$E57,Detalhamento!BA$15)<=mediçao,0,OFFSET(Import.PLQ,$A57-1,BA$15-1,1,1)),OFFSET(Import.PLQ,$A57-1,BA$15-1,1,1))))","v":0},{"$f":"IF(BB$13=\"\",0,CHOOSE(Detalhamento.OpçãoServiços,OFFSET(Import.PLQ,$A57-1,BB$15-1,1,1),IF(ISNUMBER(INDEX(Import.PLE,Detalhamento!$E57,Detalhamento!BB$15)),IF(INDEX(Import.PLE,Detalhamento!$E57,Detalhamento!BB$15)<=mediçao,OFFSET(Import.PLQ,$A57-1,BB$15-1,1,1),0),0),IF(ISNUMBER(INDEX(Import.PLE,Detalhamento!$E57,Detalhamento!BB$15)),IF(INDEX(Import.PLE,Detalhamento!$E57,Detalhamento!BB$15)<=mediçao,0,OFFSET(Import.PLQ,$A57-1,BB$15-1,1,1)),OFFSET(Import.PLQ,$A57-1,BB$15-1,1,1))))","v":0},{"$f":"IF(BC$13=\"\",0,CHOOSE(Detalhamento.OpçãoServiços,OFFSET(Import.PLQ,$A57-1,BC$15-1,1,1),IF(ISNUMBER(INDEX(Import.PLE,Detalhamento!$E57,Detalhamento!BC$15)),IF(INDEX(Import.PLE,Detalhamento!$E57,Detalhamento!BC$15)<=mediçao,OFFSET(Import.PLQ,$A57-1,BC$15-1,1,1),0),0),IF(ISNUMBER(INDEX(Import.PLE,Detalhamento!$E57,Detalhamento!BC$15)),IF(INDEX(Import.PLE,Detalhamento!$E57,Detalhamento!BC$15)<=mediçao,0,OFFSET(Import.PLQ,$A57-1,BC$15-1,1,1)),OFFSET(Import.PLQ,$A57-1,BC$15-1,1,1))))","v":0},{"$f":"IF(BD$13=\"\",0,CHOOSE(Detalhamento.OpçãoServiços,OFFSET(Import.PLQ,$A57-1,BD$15-1,1,1),IF(ISNUMBER(INDEX(Import.PLE,Detalhamento!$E57,Detalhamento!BD$15)),IF(INDEX(Import.PLE,Detalhamento!$E57,Detalhamento!BD$15)<=mediçao,OFFSET(Import.PLQ,$A57-1,BD$15-1,1,1),0),0),IF(ISNUMBER(INDEX(Import.PLE,Detalhamento!$E57,Detalhamento!BD$15)),IF(INDEX(Import.PLE,Detalhamento!$E57,Detalhamento!BD$15)<=mediçao,0,OFFSET(Import.PLQ,$A57-1,BD$15-1,1,1)),OFFSET(Import.PLQ,$A57-1,BD$15-1,1,1))))","v":0},{"$f":"IF(BE$13=\"\",0,CHOOSE(Detalhamento.OpçãoServiços,OFFSET(Import.PLQ,$A57-1,BE$15-1,1,1),IF(ISNUMBER(INDEX(Import.PLE,Detalhamento!$E57,Detalhamento!BE$15)),IF(INDEX(Import.PLE,Detalhamento!$E57,Detalhamento!BE$15)<=mediçao,OFFSET(Import.PLQ,$A57-1,BE$15-1,1,1),0),0),IF(ISNUMBER(INDEX(Import.PLE,Detalhamento!$E57,Detalhamento!BE$15)),IF(INDEX(Import.PLE,Detalhamento!$E57,Detalhamento!BE$15)<=mediçao,0,OFFSET(Import.PLQ,$A57-1,BE$15-1,1,1)),OFFSET(Import.PLQ,$A57-1,BE$15-1,1,1))))","v":0},{"$f":"IF(BF$13=\"\",0,CHOOSE(Detalhamento.OpçãoServiços,OFFSET(Import.PLQ,$A57-1,BF$15-1,1,1),IF(ISNUMBER(INDEX(Import.PLE,Detalhamento!$E57,Detalhamento!BF$15)),IF(INDEX(Import.PLE,Detalhamento!$E57,Detalhamento!BF$15)<=mediçao,OFFSET(Import.PLQ,$A57-1,BF$15-1,1,1),0),0),IF(ISNUMBER(INDEX(Import.PLE,Detalhamento!$E57,Detalhamento!BF$15)),IF(INDEX(Import.PLE,Detalhamento!$E57,Detalhamento!BF$15)<=mediçao,0,OFFSET(Import.PLQ,$A57-1,BF$15-1,1,1)),OFFSET(Import.PLQ,$A57-1,BF$15-1,1,1))))","v":0},{"$f":"IF(BG$13=\"\",0,CHOOSE(Detalhamento.OpçãoServiços,OFFSET(Import.PLQ,$A57-1,BG$15-1,1,1),IF(ISNUMBER(INDEX(Import.PLE,Detalhamento!$E57,Detalhamento!BG$15)),IF(INDEX(Import.PLE,Detalhamento!$E57,Detalhamento!BG$15)<=mediçao,OFFSET(Import.PLQ,$A57-1,BG$15-1,1,1),0),0),IF(ISNUMBER(INDEX(Import.PLE,Detalhamento!$E57,Detalhamento!BG$15)),IF(INDEX(Import.PLE,Detalhamento!$E57,Detalhamento!BG$15)<=mediçao,0,OFFSET(Import.PLQ,$A57-1,BG$15-1,1,1)),OFFSET(Import.PLQ,$A57-1,BG$15-1,1,1))))","v":0},{"$f":"IF(BH$13=\"\",0,CHOOSE(Detalhamento.OpçãoServiços,OFFSET(Import.PLQ,$A57-1,BH$15-1,1,1),IF(ISNUMBER(INDEX(Import.PLE,Detalhamento!$E57,Detalhamento!BH$15)),IF(INDEX(Import.PLE,Detalhamento!$E57,Detalhamento!BH$15)<=mediçao,OFFSET(Import.PLQ,$A57-1,BH$15-1,1,1),0),0),IF(ISNUMBER(INDEX(Import.PLE,Detalhamento!$E57,Detalhamento!BH$15)),IF(INDEX(Import.PLE,Detalhamento!$E57,Detalhamento!BH$15)<=mediçao,0,OFFSET(Import.PLQ,$A57-1,BH$15-1,1,1)),OFFSET(Import.PLQ,$A57-1,BH$15-1,1,1))))","v":0},{"$f":"IF(BI$13=\"\",0,CHOOSE(Detalhamento.OpçãoServiços,OFFSET(Import.PLQ,$A57-1,BI$15-1,1,1),IF(ISNUMBER(INDEX(Import.PLE,Detalhamento!$E57,Detalhamento!BI$15)),IF(INDEX(Import.PLE,Detalhamento!$E57,Detalhamento!BI$15)<=mediçao,OFFSET(Import.PLQ,$A57-1,BI$15-1,1,1),0),0),IF(ISNUMBER(INDEX(Import.PLE,Detalhamento!$E57,Detalhamento!BI$15)),IF(INDEX(Import.PLE,Detalhamento!$E57,Detalhamento!BI$15)<=mediçao,0,OFFSET(Import.PLQ,$A57-1,BI$15-1,1,1)),OFFSET(Import.PLQ,$A57-1,BI$15-1,1,1))))","v":0}]
[29,"Serviço",null,null,11,110029,"1.7.2.","CAIXA DE PASSAGEM 30X30X40 COM TAMPA E DRENO BRITA","UN",9,null,{"$f":"IF(L$13=\"\",0,CHOOSE(Detalhamento.OpçãoServiços,OFFSET(Import.PLQ,$A58-1,L$15-1,1,1),IF(ISNUMBER(INDEX(Import.PLE,Detalhamento!$E58,Detalhamento!L$15)),IF(INDEX(Import.PLE,Detalhamento!$E58,Detalhamento!L$15)<=mediçao,OFFSET(Import.PLQ,$A58-1,L$15-1,1,1),0),0),IF(ISNUMBER(INDEX(Import.PLE,Detalhamento!$E58,Detalhamento!L$15)),IF(INDEX(Import.PLE,Detalhamento!$E58,Detalhamento!L$15)<=mediçao,0,OFFSET(Import.PLQ,$A58-1,L$15-1,1,1)),OFFSET(Import.PLQ,$A58-1,L$15-1,1,1))))","v":0},{"$f":"IF(M$13=\"\",0,CHOOSE(Detalhamento.OpçãoServiços,OFFSET(Import.PLQ,$A58-1,M$15-1,1,1),IF(ISNUMBER(INDEX(Import.PLE,Detalhamento!$E58,Detalhamento!M$15)),IF(INDEX(Import.PLE,Detalhamento!$E58,Detalhamento!M$15)<=mediçao,OFFSET(Import.PLQ,$A58-1,M$15-1,1,1),0),0),IF(ISNUMBER(INDEX(Import.PLE,Detalhamento!$E58,Detalhamento!M$15)),IF(INDEX(Import.PLE,Detalhamento!$E58,Detalhamento!M$15)<=mediçao,0,OFFSET(Import.PLQ,$A58-1,M$15-1,1,1)),OFFSET(Import.PLQ,$A58-1,M$15-1,1,1))))","v":0},{"$f":"IF(N$13=\"\",0,CHOOSE(Detalhamento.OpçãoServiços,OFFSET(Import.PLQ,$A58-1,N$15-1,1,1),IF(ISNUMBER(INDEX(Import.PLE,Detalhamento!$E58,Detalhamento!N$15)),IF(INDEX(Import.PLE,Detalhamento!$E58,Detalhamento!N$15)<=mediçao,OFFSET(Import.PLQ,$A58-1,N$15-1,1,1),0),0),IF(ISNUMBER(INDEX(Import.PLE,Detalhamento!$E58,Detalhamento!N$15)),IF(INDEX(Import.PLE,Detalhamento!$E58,Detalhamento!N$15)<=mediçao,0,OFFSET(Import.PLQ,$A58-1,N$15-1,1,1)),OFFSET(Import.PLQ,$A58-1,N$15-1,1,1))))","v":9},{"$f":"IF(O$13=\"\",0,CHOOSE(Detalhamento.OpçãoServiços,OFFSET(Import.PLQ,$A58-1,O$15-1,1,1),IF(ISNUMBER(INDEX(Import.PLE,Detalhamento!$E58,Detalhamento!O$15)),IF(INDEX(Import.PLE,Detalhamento!$E58,Detalhamento!O$15)<=mediçao,OFFSET(Import.PLQ,$A58-1,O$15-1,1,1),0),0),IF(ISNUMBER(INDEX(Import.PLE,Detalhamento!$E58,Detalhamento!O$15)),IF(INDEX(Import.PLE,Detalhamento!$E58,Detalhamento!O$15)<=mediçao,0,OFFSET(Import.PLQ,$A58-1,O$15-1,1,1)),OFFSET(Import.PLQ,$A58-1,O$15-1,1,1))))","v":0},{"$f":"IF(P$13=\"\",0,CHOOSE(Detalhamento.OpçãoServiços,OFFSET(Import.PLQ,$A58-1,P$15-1,1,1),IF(ISNUMBER(INDEX(Import.PLE,Detalhamento!$E58,Detalhamento!P$15)),IF(INDEX(Import.PLE,Detalhamento!$E58,Detalhamento!P$15)<=mediçao,OFFSET(Import.PLQ,$A58-1,P$15-1,1,1),0),0),IF(ISNUMBER(INDEX(Import.PLE,Detalhamento!$E58,Detalhamento!P$15)),IF(INDEX(Import.PLE,Detalhamento!$E58,Detalhamento!P$15)<=mediçao,0,OFFSET(Import.PLQ,$A58-1,P$15-1,1,1)),OFFSET(Import.PLQ,$A58-1,P$15-1,1,1))))","v":0},{"$f":"IF(Q$13=\"\",0,CHOOSE(Detalhamento.OpçãoServiços,OFFSET(Import.PLQ,$A58-1,Q$15-1,1,1),IF(ISNUMBER(INDEX(Import.PLE,Detalhamento!$E58,Detalhamento!Q$15)),IF(INDEX(Import.PLE,Detalhamento!$E58,Detalhamento!Q$15)<=mediçao,OFFSET(Import.PLQ,$A58-1,Q$15-1,1,1),0),0),IF(ISNUMBER(INDEX(Import.PLE,Detalhamento!$E58,Detalhamento!Q$15)),IF(INDEX(Import.PLE,Detalhamento!$E58,Detalhamento!Q$15)<=mediçao,0,OFFSET(Import.PLQ,$A58-1,Q$15-1,1,1)),OFFSET(Import.PLQ,$A58-1,Q$15-1,1,1))))","v":0},{"$f":"IF(R$13=\"\",0,CHOOSE(Detalhamento.OpçãoServiços,OFFSET(Import.PLQ,$A58-1,R$15-1,1,1),IF(ISNUMBER(INDEX(Import.PLE,Detalhamento!$E58,Detalhamento!R$15)),IF(INDEX(Import.PLE,Detalhamento!$E58,Detalhamento!R$15)<=mediçao,OFFSET(Import.PLQ,$A58-1,R$15-1,1,1),0),0),IF(ISNUMBER(INDEX(Import.PLE,Detalhamento!$E58,Detalhamento!R$15)),IF(INDEX(Import.PLE,Detalhamento!$E58,Detalhamento!R$15)<=mediçao,0,OFFSET(Import.PLQ,$A58-1,R$15-1,1,1)),OFFSET(Import.PLQ,$A58-1,R$15-1,1,1))))","v":0},{"$f":"IF(S$13=\"\",0,CHOOSE(Detalhamento.OpçãoServiços,OFFSET(Import.PLQ,$A58-1,S$15-1,1,1),IF(ISNUMBER(INDEX(Import.PLE,Detalhamento!$E58,Detalhamento!S$15)),IF(INDEX(Import.PLE,Detalhamento!$E58,Detalhamento!S$15)<=mediçao,OFFSET(Import.PLQ,$A58-1,S$15-1,1,1),0),0),IF(ISNUMBER(INDEX(Import.PLE,Detalhamento!$E58,Detalhamento!S$15)),IF(INDEX(Import.PLE,Detalhamento!$E58,Detalhamento!S$15)<=mediçao,0,OFFSET(Import.PLQ,$A58-1,S$15-1,1,1)),OFFSET(Import.PLQ,$A58-1,S$15-1,1,1))))","v":0},{"$f":"IF(T$13=\"\",0,CHOOSE(Detalhamento.OpçãoServiços,OFFSET(Import.PLQ,$A58-1,T$15-1,1,1),IF(ISNUMBER(INDEX(Import.PLE,Detalhamento!$E58,Detalhamento!T$15)),IF(INDEX(Import.PLE,Detalhamento!$E58,Detalhamento!T$15)<=mediçao,OFFSET(Import.PLQ,$A58-1,T$15-1,1,1),0),0),IF(ISNUMBER(INDEX(Import.PLE,Detalhamento!$E58,Detalhamento!T$15)),IF(INDEX(Import.PLE,Detalhamento!$E58,Detalhamento!T$15)<=mediçao,0,OFFSET(Import.PLQ,$A58-1,T$15-1,1,1)),OFFSET(Import.PLQ,$A58-1,T$15-1,1,1))))","v":0},{"$f":"IF(U$13=\"\",0,CHOOSE(Detalhamento.OpçãoServiços,OFFSET(Import.PLQ,$A58-1,U$15-1,1,1),IF(ISNUMBER(INDEX(Import.PLE,Detalhamento!$E58,Detalhamento!U$15)),IF(INDEX(Import.PLE,Detalhamento!$E58,Detalhamento!U$15)<=mediçao,OFFSET(Import.PLQ,$A58-1,U$15-1,1,1),0),0),IF(ISNUMBER(INDEX(Import.PLE,Detalhamento!$E58,Detalhamento!U$15)),IF(INDEX(Import.PLE,Detalhamento!$E58,Detalhamento!U$15)<=mediçao,0,OFFSET(Import.PLQ,$A58-1,U$15-1,1,1)),OFFSET(Import.PLQ,$A58-1,U$15-1,1,1))))","v":0},{"$f":"IF(V$13=\"\",0,CHOOSE(Detalhamento.OpçãoServiços,OFFSET(Import.PLQ,$A58-1,V$15-1,1,1),IF(ISNUMBER(INDEX(Import.PLE,Detalhamento!$E58,Detalhamento!V$15)),IF(INDEX(Import.PLE,Detalhamento!$E58,Detalhamento!V$15)<=mediçao,OFFSET(Import.PLQ,$A58-1,V$15-1,1,1),0),0),IF(ISNUMBER(INDEX(Import.PLE,Detalhamento!$E58,Detalhamento!V$15)),IF(INDEX(Import.PLE,Detalhamento!$E58,Detalhamento!V$15)<=mediçao,0,OFFSET(Import.PLQ,$A58-1,V$15-1,1,1)),OFFSET(Import.PLQ,$A58-1,V$15-1,1,1))))","v":0},{"$f":"IF(W$13=\"\",0,CHOOSE(Detalhamento.OpçãoServiços,OFFSET(Import.PLQ,$A58-1,W$15-1,1,1),IF(ISNUMBER(INDEX(Import.PLE,Detalhamento!$E58,Detalhamento!W$15)),IF(INDEX(Import.PLE,Detalhamento!$E58,Detalhamento!W$15)<=mediçao,OFFSET(Import.PLQ,$A58-1,W$15-1,1,1),0),0),IF(ISNUMBER(INDEX(Import.PLE,Detalhamento!$E58,Detalhamento!W$15)),IF(INDEX(Import.PLE,Detalhamento!$E58,Detalhamento!W$15)<=mediçao,0,OFFSET(Import.PLQ,$A58-1,W$15-1,1,1)),OFFSET(Import.PLQ,$A58-1,W$15-1,1,1))))","v":0},{"$f":"IF(X$13=\"\",0,CHOOSE(Detalhamento.OpçãoServiços,OFFSET(Import.PLQ,$A58-1,X$15-1,1,1),IF(ISNUMBER(INDEX(Import.PLE,Detalhamento!$E58,Detalhamento!X$15)),IF(INDEX(Import.PLE,Detalhamento!$E58,Detalhamento!X$15)<=mediçao,OFFSET(Import.PLQ,$A58-1,X$15-1,1,1),0),0),IF(ISNUMBER(INDEX(Import.PLE,Detalhamento!$E58,Detalhamento!X$15)),IF(INDEX(Import.PLE,Detalhamento!$E58,Detalhamento!X$15)<=mediçao,0,OFFSET(Import.PLQ,$A58-1,X$15-1,1,1)),OFFSET(Import.PLQ,$A58-1,X$15-1,1,1))))","v":0},{"$f":"IF(Y$13=\"\",0,CHOOSE(Detalhamento.OpçãoServiços,OFFSET(Import.PLQ,$A58-1,Y$15-1,1,1),IF(ISNUMBER(INDEX(Import.PLE,Detalhamento!$E58,Detalhamento!Y$15)),IF(INDEX(Import.PLE,Detalhamento!$E58,Detalhamento!Y$15)<=mediçao,OFFSET(Import.PLQ,$A58-1,Y$15-1,1,1),0),0),IF(ISNUMBER(INDEX(Import.PLE,Detalhamento!$E58,Detalhamento!Y$15)),IF(INDEX(Import.PLE,Detalhamento!$E58,Detalhamento!Y$15)<=mediçao,0,OFFSET(Import.PLQ,$A58-1,Y$15-1,1,1)),OFFSET(Import.PLQ,$A58-1,Y$15-1,1,1))))","v":0},{"$f":"IF(Z$13=\"\",0,CHOOSE(Detalhamento.OpçãoServiços,OFFSET(Import.PLQ,$A58-1,Z$15-1,1,1),IF(ISNUMBER(INDEX(Import.PLE,Detalhamento!$E58,Detalhamento!Z$15)),IF(INDEX(Import.PLE,Detalhamento!$E58,Detalhamento!Z$15)<=mediçao,OFFSET(Import.PLQ,$A58-1,Z$15-1,1,1),0),0),IF(ISNUMBER(INDEX(Import.PLE,Detalhamento!$E58,Detalhamento!Z$15)),IF(INDEX(Import.PLE,Detalhamento!$E58,Detalhamento!Z$15)<=mediçao,0,OFFSET(Import.PLQ,$A58-1,Z$15-1,1,1)),OFFSET(Import.PLQ,$A58-1,Z$15-1,1,1))))","v":0},{"$f":"IF(AA$13=\"\",0,CHOOSE(Detalhamento.OpçãoServiços,OFFSET(Import.PLQ,$A58-1,AA$15-1,1,1),IF(ISNUMBER(INDEX(Import.PLE,Detalhamento!$E58,Detalhamento!AA$15)),IF(INDEX(Import.PLE,Detalhamento!$E58,Detalhamento!AA$15)<=mediçao,OFFSET(Import.PLQ,$A58-1,AA$15-1,1,1),0),0),IF(ISNUMBER(INDEX(Import.PLE,Detalhamento!$E58,Detalhamento!AA$15)),IF(INDEX(Import.PLE,Detalhamento!$E58,Detalhamento!AA$15)<=mediçao,0,OFFSET(Import.PLQ,$A58-1,AA$15-1,1,1)),OFFSET(Import.PLQ,$A58-1,AA$15-1,1,1))))","v":0},{"$f":"IF(AB$13=\"\",0,CHOOSE(Detalhamento.OpçãoServiços,OFFSET(Import.PLQ,$A58-1,AB$15-1,1,1),IF(ISNUMBER(INDEX(Import.PLE,Detalhamento!$E58,Detalhamento!AB$15)),IF(INDEX(Import.PLE,Detalhamento!$E58,Detalhamento!AB$15)<=mediçao,OFFSET(Import.PLQ,$A58-1,AB$15-1,1,1),0),0),IF(ISNUMBER(INDEX(Import.PLE,Detalhamento!$E58,Detalhamento!AB$15)),IF(INDEX(Import.PLE,Detalhamento!$E58,Detalhamento!AB$15)<=mediçao,0,OFFSET(Import.PLQ,$A58-1,AB$15-1,1,1)),OFFSET(Import.PLQ,$A58-1,AB$15-1,1,1))))","v":0},{"$f":"IF(AC$13=\"\",0,CHOOSE(Detalhamento.OpçãoServiços,OFFSET(Import.PLQ,$A58-1,AC$15-1,1,1),IF(ISNUMBER(INDEX(Import.PLE,Detalhamento!$E58,Detalhamento!AC$15)),IF(INDEX(Import.PLE,Detalhamento!$E58,Detalhamento!AC$15)<=mediçao,OFFSET(Import.PLQ,$A58-1,AC$15-1,1,1),0),0),IF(ISNUMBER(INDEX(Import.PLE,Detalhamento!$E58,Detalhamento!AC$15)),IF(INDEX(Import.PLE,Detalhamento!$E58,Detalhamento!AC$15)<=mediçao,0,OFFSET(Import.PLQ,$A58-1,AC$15-1,1,1)),OFFSET(Import.PLQ,$A58-1,AC$15-1,1,1))))","v":0},{"$f":"IF(AD$13=\"\",0,CHOOSE(Detalhamento.OpçãoServiços,OFFSET(Import.PLQ,$A58-1,AD$15-1,1,1),IF(ISNUMBER(INDEX(Import.PLE,Detalhamento!$E58,Detalhamento!AD$15)),IF(INDEX(Import.PLE,Detalhamento!$E58,Detalhamento!AD$15)<=mediçao,OFFSET(Import.PLQ,$A58-1,AD$15-1,1,1),0),0),IF(ISNUMBER(INDEX(Import.PLE,Detalhamento!$E58,Detalhamento!AD$15)),IF(INDEX(Import.PLE,Detalhamento!$E58,Detalhamento!AD$15)<=mediçao,0,OFFSET(Import.PLQ,$A58-1,AD$15-1,1,1)),OFFSET(Import.PLQ,$A58-1,AD$15-1,1,1))))","v":0},{"$f":"IF(AE$13=\"\",0,CHOOSE(Detalhamento.OpçãoServiços,OFFSET(Import.PLQ,$A58-1,AE$15-1,1,1),IF(ISNUMBER(INDEX(Import.PLE,Detalhamento!$E58,Detalhamento!AE$15)),IF(INDEX(Import.PLE,Detalhamento!$E58,Detalhamento!AE$15)<=mediçao,OFFSET(Import.PLQ,$A58-1,AE$15-1,1,1),0),0),IF(ISNUMBER(INDEX(Import.PLE,Detalhamento!$E58,Detalhamento!AE$15)),IF(INDEX(Import.PLE,Detalhamento!$E58,Detalhamento!AE$15)<=mediçao,0,OFFSET(Import.PLQ,$A58-1,AE$15-1,1,1)),OFFSET(Import.PLQ,$A58-1,AE$15-1,1,1))))","v":0},{"$f":"IF(AF$13=\"\",0,CHOOSE(Detalhamento.OpçãoServiços,OFFSET(Import.PLQ,$A58-1,AF$15-1,1,1),IF(ISNUMBER(INDEX(Import.PLE,Detalhamento!$E58,Detalhamento!AF$15)),IF(INDEX(Import.PLE,Detalhamento!$E58,Detalhamento!AF$15)<=mediçao,OFFSET(Import.PLQ,$A58-1,AF$15-1,1,1),0),0),IF(ISNUMBER(INDEX(Import.PLE,Detalhamento!$E58,Detalhamento!AF$15)),IF(INDEX(Import.PLE,Detalhamento!$E58,Detalhamento!AF$15)<=mediçao,0,OFFSET(Import.PLQ,$A58-1,AF$15-1,1,1)),OFFSET(Import.PLQ,$A58-1,AF$15-1,1,1))))","v":0},{"$f":"IF(AG$13=\"\",0,CHOOSE(Detalhamento.OpçãoServiços,OFFSET(Import.PLQ,$A58-1,AG$15-1,1,1),IF(ISNUMBER(INDEX(Import.PLE,Detalhamento!$E58,Detalhamento!AG$15)),IF(INDEX(Import.PLE,Detalhamento!$E58,Detalhamento!AG$15)<=mediçao,OFFSET(Import.PLQ,$A58-1,AG$15-1,1,1),0),0),IF(ISNUMBER(INDEX(Import.PLE,Detalhamento!$E58,Detalhamento!AG$15)),IF(INDEX(Import.PLE,Detalhamento!$E58,Detalhamento!AG$15)<=mediçao,0,OFFSET(Import.PLQ,$A58-1,AG$15-1,1,1)),OFFSET(Import.PLQ,$A58-1,AG$15-1,1,1))))","v":0},{"$f":"IF(AH$13=\"\",0,CHOOSE(Detalhamento.OpçãoServiços,OFFSET(Import.PLQ,$A58-1,AH$15-1,1,1),IF(ISNUMBER(INDEX(Import.PLE,Detalhamento!$E58,Detalhamento!AH$15)),IF(INDEX(Import.PLE,Detalhamento!$E58,Detalhamento!AH$15)<=mediçao,OFFSET(Import.PLQ,$A58-1,AH$15-1,1,1),0),0),IF(ISNUMBER(INDEX(Import.PLE,Detalhamento!$E58,Detalhamento!AH$15)),IF(INDEX(Import.PLE,Detalhamento!$E58,Detalhamento!AH$15)<=mediçao,0,OFFSET(Import.PLQ,$A58-1,AH$15-1,1,1)),OFFSET(Import.PLQ,$A58-1,AH$15-1,1,1))))","v":0},{"$f":"IF(AI$13=\"\",0,CHOOSE(Detalhamento.OpçãoServiços,OFFSET(Import.PLQ,$A58-1,AI$15-1,1,1),IF(ISNUMBER(INDEX(Import.PLE,Detalhamento!$E58,Detalhamento!AI$15)),IF(INDEX(Import.PLE,Detalhamento!$E58,Detalhamento!AI$15)<=mediçao,OFFSET(Import.PLQ,$A58-1,AI$15-1,1,1),0),0),IF(ISNUMBER(INDEX(Import.PLE,Detalhamento!$E58,Detalhamento!AI$15)),IF(INDEX(Import.PLE,Detalhamento!$E58,Detalhamento!AI$15)<=mediçao,0,OFFSET(Import.PLQ,$A58-1,AI$15-1,1,1)),OFFSET(Import.PLQ,$A58-1,AI$15-1,1,1))))","v":0},{"$f":"IF(AJ$13=\"\",0,CHOOSE(Detalhamento.OpçãoServiços,OFFSET(Import.PLQ,$A58-1,AJ$15-1,1,1),IF(ISNUMBER(INDEX(Import.PLE,Detalhamento!$E58,Detalhamento!AJ$15)),IF(INDEX(Import.PLE,Detalhamento!$E58,Detalhamento!AJ$15)<=mediçao,OFFSET(Import.PLQ,$A58-1,AJ$15-1,1,1),0),0),IF(ISNUMBER(INDEX(Import.PLE,Detalhamento!$E58,Detalhamento!AJ$15)),IF(INDEX(Import.PLE,Detalhamento!$E58,Detalhamento!AJ$15)<=mediçao,0,OFFSET(Import.PLQ,$A58-1,AJ$15-1,1,1)),OFFSET(Import.PLQ,$A58-1,AJ$15-1,1,1))))","v":0},{"$f":"IF(AK$13=\"\",0,CHOOSE(Detalhamento.OpçãoServiços,OFFSET(Import.PLQ,$A58-1,AK$15-1,1,1),IF(ISNUMBER(INDEX(Import.PLE,Detalhamento!$E58,Detalhamento!AK$15)),IF(INDEX(Import.PLE,Detalhamento!$E58,Detalhamento!AK$15)<=mediçao,OFFSET(Import.PLQ,$A58-1,AK$15-1,1,1),0),0),IF(ISNUMBER(INDEX(Import.PLE,Detalhamento!$E58,Detalhamento!AK$15)),IF(INDEX(Import.PLE,Detalhamento!$E58,Detalhamento!AK$15)<=mediçao,0,OFFSET(Import.PLQ,$A58-1,AK$15-1,1,1)),OFFSET(Import.PLQ,$A58-1,AK$15-1,1,1))))","v":0},{"$f":"IF(AL$13=\"\",0,CHOOSE(Detalhamento.OpçãoServiços,OFFSET(Import.PLQ,$A58-1,AL$15-1,1,1),IF(ISNUMBER(INDEX(Import.PLE,Detalhamento!$E58,Detalhamento!AL$15)),IF(INDEX(Import.PLE,Detalhamento!$E58,Detalhamento!AL$15)<=mediçao,OFFSET(Import.PLQ,$A58-1,AL$15-1,1,1),0),0),IF(ISNUMBER(INDEX(Import.PLE,Detalhamento!$E58,Detalhamento!AL$15)),IF(INDEX(Import.PLE,Detalhamento!$E58,Detalhamento!AL$15)<=mediçao,0,OFFSET(Import.PLQ,$A58-1,AL$15-1,1,1)),OFFSET(Import.PLQ,$A58-1,AL$15-1,1,1))))","v":0},{"$f":"IF(AM$13=\"\",0,CHOOSE(Detalhamento.OpçãoServiços,OFFSET(Import.PLQ,$A58-1,AM$15-1,1,1),IF(ISNUMBER(INDEX(Import.PLE,Detalhamento!$E58,Detalhamento!AM$15)),IF(INDEX(Import.PLE,Detalhamento!$E58,Detalhamento!AM$15)<=mediçao,OFFSET(Import.PLQ,$A58-1,AM$15-1,1,1),0),0),IF(ISNUMBER(INDEX(Import.PLE,Detalhamento!$E58,Detalhamento!AM$15)),IF(INDEX(Import.PLE,Detalhamento!$E58,Detalhamento!AM$15)<=mediçao,0,OFFSET(Import.PLQ,$A58-1,AM$15-1,1,1)),OFFSET(Import.PLQ,$A58-1,AM$15-1,1,1))))","v":0},{"$f":"IF(AN$13=\"\",0,CHOOSE(Detalhamento.OpçãoServiços,OFFSET(Import.PLQ,$A58-1,AN$15-1,1,1),IF(ISNUMBER(INDEX(Import.PLE,Detalhamento!$E58,Detalhamento!AN$15)),IF(INDEX(Import.PLE,Detalhamento!$E58,Detalhamento!AN$15)<=mediçao,OFFSET(Import.PLQ,$A58-1,AN$15-1,1,1),0),0),IF(ISNUMBER(INDEX(Import.PLE,Detalhamento!$E58,Detalhamento!AN$15)),IF(INDEX(Import.PLE,Detalhamento!$E58,Detalhamento!AN$15)<=mediçao,0,OFFSET(Import.PLQ,$A58-1,AN$15-1,1,1)),OFFSET(Import.PLQ,$A58-1,AN$15-1,1,1))))","v":0},{"$f":"IF(AO$13=\"\",0,CHOOSE(Detalhamento.OpçãoServiços,OFFSET(Import.PLQ,$A58-1,AO$15-1,1,1),IF(ISNUMBER(INDEX(Import.PLE,Detalhamento!$E58,Detalhamento!AO$15)),IF(INDEX(Import.PLE,Detalhamento!$E58,Detalhamento!AO$15)<=mediçao,OFFSET(Import.PLQ,$A58-1,AO$15-1,1,1),0),0),IF(ISNUMBER(INDEX(Import.PLE,Detalhamento!$E58,Detalhamento!AO$15)),IF(INDEX(Import.PLE,Detalhamento!$E58,Detalhamento!AO$15)<=mediçao,0,OFFSET(Import.PLQ,$A58-1,AO$15-1,1,1)),OFFSET(Import.PLQ,$A58-1,AO$15-1,1,1))))","v":0},{"$f":"IF(AP$13=\"\",0,CHOOSE(Detalhamento.OpçãoServiços,OFFSET(Import.PLQ,$A58-1,AP$15-1,1,1),IF(ISNUMBER(INDEX(Import.PLE,Detalhamento!$E58,Detalhamento!AP$15)),IF(INDEX(Import.PLE,Detalhamento!$E58,Detalhamento!AP$15)<=mediçao,OFFSET(Import.PLQ,$A58-1,AP$15-1,1,1),0),0),IF(ISNUMBER(INDEX(Import.PLE,Detalhamento!$E58,Detalhamento!AP$15)),IF(INDEX(Import.PLE,Detalhamento!$E58,Detalhamento!AP$15)<=mediçao,0,OFFSET(Import.PLQ,$A58-1,AP$15-1,1,1)),OFFSET(Import.PLQ,$A58-1,AP$15-1,1,1))))","v":0},{"$f":"IF(AQ$13=\"\",0,CHOOSE(Detalhamento.OpçãoServiços,OFFSET(Import.PLQ,$A58-1,AQ$15-1,1,1),IF(ISNUMBER(INDEX(Import.PLE,Detalhamento!$E58,Detalhamento!AQ$15)),IF(INDEX(Import.PLE,Detalhamento!$E58,Detalhamento!AQ$15)<=mediçao,OFFSET(Import.PLQ,$A58-1,AQ$15-1,1,1),0),0),IF(ISNUMBER(INDEX(Import.PLE,Detalhamento!$E58,Detalhamento!AQ$15)),IF(INDEX(Import.PLE,Detalhamento!$E58,Detalhamento!AQ$15)<=mediçao,0,OFFSET(Import.PLQ,$A58-1,AQ$15-1,1,1)),OFFSET(Import.PLQ,$A58-1,AQ$15-1,1,1))))","v":0},{"$f":"IF(AR$13=\"\",0,CHOOSE(Detalhamento.OpçãoServiços,OFFSET(Import.PLQ,$A58-1,AR$15-1,1,1),IF(ISNUMBER(INDEX(Import.PLE,Detalhamento!$E58,Detalhamento!AR$15)),IF(INDEX(Import.PLE,Detalhamento!$E58,Detalhamento!AR$15)<=mediçao,OFFSET(Import.PLQ,$A58-1,AR$15-1,1,1),0),0),IF(ISNUMBER(INDEX(Import.PLE,Detalhamento!$E58,Detalhamento!AR$15)),IF(INDEX(Import.PLE,Detalhamento!$E58,Detalhamento!AR$15)<=mediçao,0,OFFSET(Import.PLQ,$A58-1,AR$15-1,1,1)),OFFSET(Import.PLQ,$A58-1,AR$15-1,1,1))))","v":0},{"$f":"IF(AS$13=\"\",0,CHOOSE(Detalhamento.OpçãoServiços,OFFSET(Import.PLQ,$A58-1,AS$15-1,1,1),IF(ISNUMBER(INDEX(Import.PLE,Detalhamento!$E58,Detalhamento!AS$15)),IF(INDEX(Import.PLE,Detalhamento!$E58,Detalhamento!AS$15)<=mediçao,OFFSET(Import.PLQ,$A58-1,AS$15-1,1,1),0),0),IF(ISNUMBER(INDEX(Import.PLE,Detalhamento!$E58,Detalhamento!AS$15)),IF(INDEX(Import.PLE,Detalhamento!$E58,Detalhamento!AS$15)<=mediçao,0,OFFSET(Import.PLQ,$A58-1,AS$15-1,1,1)),OFFSET(Import.PLQ,$A58-1,AS$15-1,1,1))))","v":0},{"$f":"IF(AT$13=\"\",0,CHOOSE(Detalhamento.OpçãoServiços,OFFSET(Import.PLQ,$A58-1,AT$15-1,1,1),IF(ISNUMBER(INDEX(Import.PLE,Detalhamento!$E58,Detalhamento!AT$15)),IF(INDEX(Import.PLE,Detalhamento!$E58,Detalhamento!AT$15)<=mediçao,OFFSET(Import.PLQ,$A58-1,AT$15-1,1,1),0),0),IF(ISNUMBER(INDEX(Import.PLE,Detalhamento!$E58,Detalhamento!AT$15)),IF(INDEX(Import.PLE,Detalhamento!$E58,Detalhamento!AT$15)<=mediçao,0,OFFSET(Import.PLQ,$A58-1,AT$15-1,1,1)),OFFSET(Import.PLQ,$A58-1,AT$15-1,1,1))))","v":0},{"$f":"IF(AU$13=\"\",0,CHOOSE(Detalhamento.OpçãoServiços,OFFSET(Import.PLQ,$A58-1,AU$15-1,1,1),IF(ISNUMBER(INDEX(Import.PLE,Detalhamento!$E58,Detalhamento!AU$15)),IF(INDEX(Import.PLE,Detalhamento!$E58,Detalhamento!AU$15)<=mediçao,OFFSET(Import.PLQ,$A58-1,AU$15-1,1,1),0),0),IF(ISNUMBER(INDEX(Import.PLE,Detalhamento!$E58,Detalhamento!AU$15)),IF(INDEX(Import.PLE,Detalhamento!$E58,Detalhamento!AU$15)<=mediçao,0,OFFSET(Import.PLQ,$A58-1,AU$15-1,1,1)),OFFSET(Import.PLQ,$A58-1,AU$15-1,1,1))))","v":0},{"$f":"IF(AV$13=\"\",0,CHOOSE(Detalhamento.OpçãoServiços,OFFSET(Import.PLQ,$A58-1,AV$15-1,1,1),IF(ISNUMBER(INDEX(Import.PLE,Detalhamento!$E58,Detalhamento!AV$15)),IF(INDEX(Import.PLE,Detalhamento!$E58,Detalhamento!AV$15)<=mediçao,OFFSET(Import.PLQ,$A58-1,AV$15-1,1,1),0),0),IF(ISNUMBER(INDEX(Import.PLE,Detalhamento!$E58,Detalhamento!AV$15)),IF(INDEX(Import.PLE,Detalhamento!$E58,Detalhamento!AV$15)<=mediçao,0,OFFSET(Import.PLQ,$A58-1,AV$15-1,1,1)),OFFSET(Import.PLQ,$A58-1,AV$15-1,1,1))))","v":0},{"$f":"IF(AW$13=\"\",0,CHOOSE(Detalhamento.OpçãoServiços,OFFSET(Import.PLQ,$A58-1,AW$15-1,1,1),IF(ISNUMBER(INDEX(Import.PLE,Detalhamento!$E58,Detalhamento!AW$15)),IF(INDEX(Import.PLE,Detalhamento!$E58,Detalhamento!AW$15)<=mediçao,OFFSET(Import.PLQ,$A58-1,AW$15-1,1,1),0),0),IF(ISNUMBER(INDEX(Import.PLE,Detalhamento!$E58,Detalhamento!AW$15)),IF(INDEX(Import.PLE,Detalhamento!$E58,Detalhamento!AW$15)<=mediçao,0,OFFSET(Import.PLQ,$A58-1,AW$15-1,1,1)),OFFSET(Import.PLQ,$A58-1,AW$15-1,1,1))))","v":0},{"$f":"IF(AX$13=\"\",0,CHOOSE(Detalhamento.OpçãoServiços,OFFSET(Import.PLQ,$A58-1,AX$15-1,1,1),IF(ISNUMBER(INDEX(Import.PLE,Detalhamento!$E58,Detalhamento!AX$15)),IF(INDEX(Import.PLE,Detalhamento!$E58,Detalhamento!AX$15)<=mediçao,OFFSET(Import.PLQ,$A58-1,AX$15-1,1,1),0),0),IF(ISNUMBER(INDEX(Import.PLE,Detalhamento!$E58,Detalhamento!AX$15)),IF(INDEX(Import.PLE,Detalhamento!$E58,Detalhamento!AX$15)<=mediçao,0,OFFSET(Import.PLQ,$A58-1,AX$15-1,1,1)),OFFSET(Import.PLQ,$A58-1,AX$15-1,1,1))))","v":0},{"$f":"IF(AY$13=\"\",0,CHOOSE(Detalhamento.OpçãoServiços,OFFSET(Import.PLQ,$A58-1,AY$15-1,1,1),IF(ISNUMBER(INDEX(Import.PLE,Detalhamento!$E58,Detalhamento!AY$15)),IF(INDEX(Import.PLE,Detalhamento!$E58,Detalhamento!AY$15)<=mediçao,OFFSET(Import.PLQ,$A58-1,AY$15-1,1,1),0),0),IF(ISNUMBER(INDEX(Import.PLE,Detalhamento!$E58,Detalhamento!AY$15)),IF(INDEX(Import.PLE,Detalhamento!$E58,Detalhamento!AY$15)<=mediçao,0,OFFSET(Import.PLQ,$A58-1,AY$15-1,1,1)),OFFSET(Import.PLQ,$A58-1,AY$15-1,1,1))))","v":0},{"$f":"IF(AZ$13=\"\",0,CHOOSE(Detalhamento.OpçãoServiços,OFFSET(Import.PLQ,$A58-1,AZ$15-1,1,1),IF(ISNUMBER(INDEX(Import.PLE,Detalhamento!$E58,Detalhamento!AZ$15)),IF(INDEX(Import.PLE,Detalhamento!$E58,Detalhamento!AZ$15)<=mediçao,OFFSET(Import.PLQ,$A58-1,AZ$15-1,1,1),0),0),IF(ISNUMBER(INDEX(Import.PLE,Detalhamento!$E58,Detalhamento!AZ$15)),IF(INDEX(Import.PLE,Detalhamento!$E58,Detalhamento!AZ$15)<=mediçao,0,OFFSET(Import.PLQ,$A58-1,AZ$15-1,1,1)),OFFSET(Import.PLQ,$A58-1,AZ$15-1,1,1))))","v":0},{"$f":"IF(BA$13=\"\",0,CHOOSE(Detalhamento.OpçãoServiços,OFFSET(Import.PLQ,$A58-1,BA$15-1,1,1),IF(ISNUMBER(INDEX(Import.PLE,Detalhamento!$E58,Detalhamento!BA$15)),IF(INDEX(Import.PLE,Detalhamento!$E58,Detalhamento!BA$15)<=mediçao,OFFSET(Import.PLQ,$A58-1,BA$15-1,1,1),0),0),IF(ISNUMBER(INDEX(Import.PLE,Detalhamento!$E58,Detalhamento!BA$15)),IF(INDEX(Import.PLE,Detalhamento!$E58,Detalhamento!BA$15)<=mediçao,0,OFFSET(Import.PLQ,$A58-1,BA$15-1,1,1)),OFFSET(Import.PLQ,$A58-1,BA$15-1,1,1))))","v":0},{"$f":"IF(BB$13=\"\",0,CHOOSE(Detalhamento.OpçãoServiços,OFFSET(Import.PLQ,$A58-1,BB$15-1,1,1),IF(ISNUMBER(INDEX(Import.PLE,Detalhamento!$E58,Detalhamento!BB$15)),IF(INDEX(Import.PLE,Detalhamento!$E58,Detalhamento!BB$15)<=mediçao,OFFSET(Import.PLQ,$A58-1,BB$15-1,1,1),0),0),IF(ISNUMBER(INDEX(Import.PLE,Detalhamento!$E58,Detalhamento!BB$15)),IF(INDEX(Import.PLE,Detalhamento!$E58,Detalhamento!BB$15)<=mediçao,0,OFFSET(Import.PLQ,$A58-1,BB$15-1,1,1)),OFFSET(Import.PLQ,$A58-1,BB$15-1,1,1))))","v":0},{"$f":"IF(BC$13=\"\",0,CHOOSE(Detalhamento.OpçãoServiços,OFFSET(Import.PLQ,$A58-1,BC$15-1,1,1),IF(ISNUMBER(INDEX(Import.PLE,Detalhamento!$E58,Detalhamento!BC$15)),IF(INDEX(Import.PLE,Detalhamento!$E58,Detalhamento!BC$15)<=mediçao,OFFSET(Import.PLQ,$A58-1,BC$15-1,1,1),0),0),IF(ISNUMBER(INDEX(Import.PLE,Detalhamento!$E58,Detalhamento!BC$15)),IF(INDEX(Import.PLE,Detalhamento!$E58,Detalhamento!BC$15)<=mediçao,0,OFFSET(Import.PLQ,$A58-1,BC$15-1,1,1)),OFFSET(Import.PLQ,$A58-1,BC$15-1,1,1))))","v":0},{"$f":"IF(BD$13=\"\",0,CHOOSE(Detalhamento.OpçãoServiços,OFFSET(Import.PLQ,$A58-1,BD$15-1,1,1),IF(ISNUMBER(INDEX(Import.PLE,Detalhamento!$E58,Detalhamento!BD$15)),IF(INDEX(Import.PLE,Detalhamento!$E58,Detalhamento!BD$15)<=mediçao,OFFSET(Import.PLQ,$A58-1,BD$15-1,1,1),0),0),IF(ISNUMBER(INDEX(Import.PLE,Detalhamento!$E58,Detalhamento!BD$15)),IF(INDEX(Import.PLE,Detalhamento!$E58,Detalhamento!BD$15)<=mediçao,0,OFFSET(Import.PLQ,$A58-1,BD$15-1,1,1)),OFFSET(Import.PLQ,$A58-1,BD$15-1,1,1))))","v":0},{"$f":"IF(BE$13=\"\",0,CHOOSE(Detalhamento.OpçãoServiços,OFFSET(Import.PLQ,$A58-1,BE$15-1,1,1),IF(ISNUMBER(INDEX(Import.PLE,Detalhamento!$E58,Detalhamento!BE$15)),IF(INDEX(Import.PLE,Detalhamento!$E58,Detalhamento!BE$15)<=mediçao,OFFSET(Import.PLQ,$A58-1,BE$15-1,1,1),0),0),IF(ISNUMBER(INDEX(Import.PLE,Detalhamento!$E58,Detalhamento!BE$15)),IF(INDEX(Import.PLE,Detalhamento!$E58,Detalhamento!BE$15)<=mediçao,0,OFFSET(Import.PLQ,$A58-1,BE$15-1,1,1)),OFFSET(Import.PLQ,$A58-1,BE$15-1,1,1))))","v":0},{"$f":"IF(BF$13=\"\",0,CHOOSE(Detalhamento.OpçãoServiços,OFFSET(Import.PLQ,$A58-1,BF$15-1,1,1),IF(ISNUMBER(INDEX(Import.PLE,Detalhamento!$E58,Detalhamento!BF$15)),IF(INDEX(Import.PLE,Detalhamento!$E58,Detalhamento!BF$15)<=mediçao,OFFSET(Import.PLQ,$A58-1,BF$15-1,1,1),0),0),IF(ISNUMBER(INDEX(Import.PLE,Detalhamento!$E58,Detalhamento!BF$15)),IF(INDEX(Import.PLE,Detalhamento!$E58,Detalhamento!BF$15)<=mediçao,0,OFFSET(Import.PLQ,$A58-1,BF$15-1,1,1)),OFFSET(Import.PLQ,$A58-1,BF$15-1,1,1))))","v":0},{"$f":"IF(BG$13=\"\",0,CHOOSE(Detalhamento.OpçãoServiços,OFFSET(Import.PLQ,$A58-1,BG$15-1,1,1),IF(ISNUMBER(INDEX(Import.PLE,Detalhamento!$E58,Detalhamento!BG$15)),IF(INDEX(Import.PLE,Detalhamento!$E58,Detalhamento!BG$15)<=mediçao,OFFSET(Import.PLQ,$A58-1,BG$15-1,1,1),0),0),IF(ISNUMBER(INDEX(Import.PLE,Detalhamento!$E58,Detalhamento!BG$15)),IF(INDEX(Import.PLE,Detalhamento!$E58,Detalhamento!BG$15)<=mediçao,0,OFFSET(Import.PLQ,$A58-1,BG$15-1,1,1)),OFFSET(Import.PLQ,$A58-1,BG$15-1,1,1))))","v":0},{"$f":"IF(BH$13=\"\",0,CHOOSE(Detalhamento.OpçãoServiços,OFFSET(Import.PLQ,$A58-1,BH$15-1,1,1),IF(ISNUMBER(INDEX(Import.PLE,Detalhamento!$E58,Detalhamento!BH$15)),IF(INDEX(Import.PLE,Detalhamento!$E58,Detalhamento!BH$15)<=mediçao,OFFSET(Import.PLQ,$A58-1,BH$15-1,1,1),0),0),IF(ISNUMBER(INDEX(Import.PLE,Detalhamento!$E58,Detalhamento!BH$15)),IF(INDEX(Import.PLE,Detalhamento!$E58,Detalhamento!BH$15)<=mediçao,0,OFFSET(Import.PLQ,$A58-1,BH$15-1,1,1)),OFFSET(Import.PLQ,$A58-1,BH$15-1,1,1))))","v":0},{"$f":"IF(BI$13=\"\",0,CHOOSE(Detalhamento.OpçãoServiços,OFFSET(Import.PLQ,$A58-1,BI$15-1,1,1),IF(ISNUMBER(INDEX(Import.PLE,Detalhamento!$E58,Detalhamento!BI$15)),IF(INDEX(Import.PLE,Detalhamento!$E58,Detalhamento!BI$15)<=mediçao,OFFSET(Import.PLQ,$A58-1,BI$15-1,1,1),0),0),IF(ISNUMBER(INDEX(Import.PLE,Detalhamento!$E58,Detalhamento!BI$15)),IF(INDEX(Import.PLE,Detalhamento!$E58,Detalhamento!BI$15)<=mediçao,0,OFFSET(Import.PLQ,$A58-1,BI$15-1,1,1)),OFFSET(Import.PLQ,$A58-1,BI$15-1,1,1))))","v":0}]
[51,"Evento",null,null,12,120000,{"$f":"OFFSET(LIorçamento,$A59-1,G$16,1,1)","v":"Evento"},"CALÇADAS","R$",3437.51,null,{"$f":"IF(L$13=\"\",0,CHOOSE(Detalhamento.OpçãoServiços,OFFSET(Import.PLQ,$A59-1,L$15-1,1,1),IF(ISNUMBER(INDEX(Import.PLE,Detalhamento!$E59,Detalhamento!L$15)),IF(INDEX(Import.PLE,Detalhamento!$E59,Detalhamento!L$15)<=mediçao,OFFSET(Import.PLQ,$A59-1,L$15-1,1,1),0),0),IF(ISNUMBER(INDEX(Import.PLE,Detalhamento!$E59,Detalhamento!L$15)),IF(INDEX(Import.PLE,Detalhamento!$E59,Detalhamento!L$15)<=mediçao,0,OFFSET(Import.PLQ,$A59-1,L$15-1,1,1)),OFFSET(Import.PLQ,$A59-1,L$15-1,1,1))))","v":3437.51},{"$f":"IF(M$13=\"\",0,CHOOSE(Detalhamento.OpçãoServiços,OFFSET(Import.PLQ,$A59-1,M$15-1,1,1),IF(ISNUMBER(INDEX(Import.PLE,Detalhamento!$E59,Detalhamento!M$15)),IF(INDEX(Import.PLE,Detalhamento!$E59,Detalhamento!M$15)<=mediçao,OFFSET(Import.PLQ,$A59-1,M$15-1,1,1),0),0),IF(ISNUMBER(INDEX(Import.PLE,Detalhamento!$E59,Detalhamento!M$15)),IF(INDEX(Import.PLE,Detalhamento!$E59,Detalhamento!M$15)<=mediçao,0,OFFSET(Import.PLQ,$A59-1,M$15-1,1,1)),OFFSET(Import.PLQ,$A59-1,M$15-1,1,1))))","v":0},{"$f":"IF(N$13=\"\",0,CHOOSE(Detalhamento.OpçãoServiços,OFFSET(Import.PLQ,$A59-1,N$15-1,1,1),IF(ISNUMBER(INDEX(Import.PLE,Detalhamento!$E59,Detalhamento!N$15)),IF(INDEX(Import.PLE,Detalhamento!$E59,Detalhamento!N$15)<=mediçao,OFFSET(Import.PLQ,$A59-1,N$15-1,1,1),0),0),IF(ISNUMBER(INDEX(Import.PLE,Detalhamento!$E59,Detalhamento!N$15)),IF(INDEX(Import.PLE,Detalhamento!$E59,Detalhamento!N$15)<=mediçao,0,OFFSET(Import.PLQ,$A59-1,N$15-1,1,1)),OFFSET(Import.PLQ,$A59-1,N$15-1,1,1))))","v":0},{"$f":"IF(O$13=\"\",0,CHOOSE(Detalhamento.OpçãoServiços,OFFSET(Import.PLQ,$A59-1,O$15-1,1,1),IF(ISNUMBER(INDEX(Import.PLE,Detalhamento!$E59,Detalhamento!O$15)),IF(INDEX(Import.PLE,Detalhamento!$E59,Detalhamento!O$15)<=mediçao,OFFSET(Import.PLQ,$A59-1,O$15-1,1,1),0),0),IF(ISNUMBER(INDEX(Import.PLE,Detalhamento!$E59,Detalhamento!O$15)),IF(INDEX(Import.PLE,Detalhamento!$E59,Detalhamento!O$15)<=mediçao,0,OFFSET(Import.PLQ,$A59-1,O$15-1,1,1)),OFFSET(Import.PLQ,$A59-1,O$15-1,1,1))))","v":0},{"$f":"IF(P$13=\"\",0,CHOOSE(Detalhamento.OpçãoServiços,OFFSET(Import.PLQ,$A59-1,P$15-1,1,1),IF(ISNUMBER(INDEX(Import.PLE,Detalhamento!$E59,Detalhamento!P$15)),IF(INDEX(Import.PLE,Detalhamento!$E59,Detalhamento!P$15)<=mediçao,OFFSET(Import.PLQ,$A59-1,P$15-1,1,1),0),0),IF(ISNUMBER(INDEX(Import.PLE,Detalhamento!$E59,Detalhamento!P$15)),IF(INDEX(Import.PLE,Detalhamento!$E59,Detalhamento!P$15)<=mediçao,0,OFFSET(Import.PLQ,$A59-1,P$15-1,1,1)),OFFSET(Import.PLQ,$A59-1,P$15-1,1,1))))","v":0},{"$f":"IF(Q$13=\"\",0,CHOOSE(Detalhamento.OpçãoServiços,OFFSET(Import.PLQ,$A59-1,Q$15-1,1,1),IF(ISNUMBER(INDEX(Import.PLE,Detalhamento!$E59,Detalhamento!Q$15)),IF(INDEX(Import.PLE,Detalhamento!$E59,Detalhamento!Q$15)<=mediçao,OFFSET(Import.PLQ,$A59-1,Q$15-1,1,1),0),0),IF(ISNUMBER(INDEX(Import.PLE,Detalhamento!$E59,Detalhamento!Q$15)),IF(INDEX(Import.PLE,Detalhamento!$E59,Detalhamento!Q$15)<=mediçao,0,OFFSET(Import.PLQ,$A59-1,Q$15-1,1,1)),OFFSET(Import.PLQ,$A59-1,Q$15-1,1,1))))","v":0},{"$f":"IF(R$13=\"\",0,CHOOSE(Detalhamento.OpçãoServiços,OFFSET(Import.PLQ,$A59-1,R$15-1,1,1),IF(ISNUMBER(INDEX(Import.PLE,Detalhamento!$E59,Detalhamento!R$15)),IF(INDEX(Import.PLE,Detalhamento!$E59,Detalhamento!R$15)<=mediçao,OFFSET(Import.PLQ,$A59-1,R$15-1,1,1),0),0),IF(ISNUMBER(INDEX(Import.PLE,Detalhamento!$E59,Detalhamento!R$15)),IF(INDEX(Import.PLE,Detalhamento!$E59,Detalhamento!R$15)<=mediçao,0,OFFSET(Import.PLQ,$A59-1,R$15-1,1,1)),OFFSET(Import.PLQ,$A59-1,R$15-1,1,1))))","v":0},{"$f":"IF(S$13=\"\",0,CHOOSE(Detalhamento.OpçãoServiços,OFFSET(Import.PLQ,$A59-1,S$15-1,1,1),IF(ISNUMBER(INDEX(Import.PLE,Detalhamento!$E59,Detalhamento!S$15)),IF(INDEX(Import.PLE,Detalhamento!$E59,Detalhamento!S$15)<=mediçao,OFFSET(Import.PLQ,$A59-1,S$15-1,1,1),0),0),IF(ISNUMBER(INDEX(Import.PLE,Detalhamento!$E59,Detalhamento!S$15)),IF(INDEX(Import.PLE,Detalhamento!$E59,Detalhamento!S$15)<=mediçao,0,OFFSET(Import.PLQ,$A59-1,S$15-1,1,1)),OFFSET(Import.PLQ,$A59-1,S$15-1,1,1))))","v":0},{"$f":"IF(T$13=\"\",0,CHOOSE(Detalhamento.OpçãoServiços,OFFSET(Import.PLQ,$A59-1,T$15-1,1,1),IF(ISNUMBER(INDEX(Import.PLE,Detalhamento!$E59,Detalhamento!T$15)),IF(INDEX(Import.PLE,Detalhamento!$E59,Detalhamento!T$15)<=mediçao,OFFSET(Import.PLQ,$A59-1,T$15-1,1,1),0),0),IF(ISNUMBER(INDEX(Import.PLE,Detalhamento!$E59,Detalhamento!T$15)),IF(INDEX(Import.PLE,Detalhamento!$E59,Detalhamento!T$15)<=mediçao,0,OFFSET(Import.PLQ,$A59-1,T$15-1,1,1)),OFFSET(Import.PLQ,$A59-1,T$15-1,1,1))))","v":0},{"$f":"IF(U$13=\"\",0,CHOOSE(Detalhamento.OpçãoServiços,OFFSET(Import.PLQ,$A59-1,U$15-1,1,1),IF(ISNUMBER(INDEX(Import.PLE,Detalhamento!$E59,Detalhamento!U$15)),IF(INDEX(Import.PLE,Detalhamento!$E59,Detalhamento!U$15)<=mediçao,OFFSET(Import.PLQ,$A59-1,U$15-1,1,1),0),0),IF(ISNUMBER(INDEX(Import.PLE,Detalhamento!$E59,Detalhamento!U$15)),IF(INDEX(Import.PLE,Detalhamento!$E59,Detalhamento!U$15)<=mediçao,0,OFFSET(Import.PLQ,$A59-1,U$15-1,1,1)),OFFSET(Import.PLQ,$A59-1,U$15-1,1,1))))","v":0},{"$f":"IF(V$13=\"\",0,CHOOSE(Detalhamento.OpçãoServiços,OFFSET(Import.PLQ,$A59-1,V$15-1,1,1),IF(ISNUMBER(INDEX(Import.PLE,Detalhamento!$E59,Detalhamento!V$15)),IF(INDEX(Import.PLE,Detalhamento!$E59,Detalhamento!V$15)<=mediçao,OFFSET(Import.PLQ,$A59-1,V$15-1,1,1),0),0),IF(ISNUMBER(INDEX(Import.PLE,Detalhamento!$E59,Detalhamento!V$15)),IF(INDEX(Import.PLE,Detalhamento!$E59,Detalhamento!V$15)<=mediçao,0,OFFSET(Import.PLQ,$A59-1,V$15-1,1,1)),OFFSET(Import.PLQ,$A59-1,V$15-1,1,1))))","v":0},{"$f":"IF(W$13=\"\",0,CHOOSE(Detalhamento.OpçãoServiços,OFFSET(Import.PLQ,$A59-1,W$15-1,1,1),IF(ISNUMBER(INDEX(Import.PLE,Detalhamento!$E59,Detalhamento!W$15)),IF(INDEX(Import.PLE,Detalhamento!$E59,Detalhamento!W$15)<=mediçao,OFFSET(Import.PLQ,$A59-1,W$15-1,1,1),0),0),IF(ISNUMBER(INDEX(Import.PLE,Detalhamento!$E59,Detalhamento!W$15)),IF(INDEX(Import.PLE,Detalhamento!$E59,Detalhamento!W$15)<=mediçao,0,OFFSET(Import.PLQ,$A59-1,W$15-1,1,1)),OFFSET(Import.PLQ,$A59-1,W$15-1,1,1))))","v":0},{"$f":"IF(X$13=\"\",0,CHOOSE(Detalhamento.OpçãoServiços,OFFSET(Import.PLQ,$A59-1,X$15-1,1,1),IF(ISNUMBER(INDEX(Import.PLE,Detalhamento!$E59,Detalhamento!X$15)),IF(INDEX(Import.PLE,Detalhamento!$E59,Detalhamento!X$15)<=mediçao,OFFSET(Import.PLQ,$A59-1,X$15-1,1,1),0),0),IF(ISNUMBER(INDEX(Import.PLE,Detalhamento!$E59,Detalhamento!X$15)),IF(INDEX(Import.PLE,Detalhamento!$E59,Detalhamento!X$15)<=mediçao,0,OFFSET(Import.PLQ,$A59-1,X$15-1,1,1)),OFFSET(Import.PLQ,$A59-1,X$15-1,1,1))))","v":0},{"$f":"IF(Y$13=\"\",0,CHOOSE(Detalhamento.OpçãoServiços,OFFSET(Import.PLQ,$A59-1,Y$15-1,1,1),IF(ISNUMBER(INDEX(Import.PLE,Detalhamento!$E59,Detalhamento!Y$15)),IF(INDEX(Import.PLE,Detalhamento!$E59,Detalhamento!Y$15)<=mediçao,OFFSET(Import.PLQ,$A59-1,Y$15-1,1,1),0),0),IF(ISNUMBER(INDEX(Import.PLE,Detalhamento!$E59,Detalhamento!Y$15)),IF(INDEX(Import.PLE,Detalhamento!$E59,Detalhamento!Y$15)<=mediçao,0,OFFSET(Import.PLQ,$A59-1,Y$15-1,1,1)),OFFSET(Import.PLQ,$A59-1,Y$15-1,1,1))))","v":0},{"$f":"IF(Z$13=\"\",0,CHOOSE(Detalhamento.OpçãoServiços,OFFSET(Import.PLQ,$A59-1,Z$15-1,1,1),IF(ISNUMBER(INDEX(Import.PLE,Detalhamento!$E59,Detalhamento!Z$15)),IF(INDEX(Import.PLE,Detalhamento!$E59,Detalhamento!Z$15)<=mediçao,OFFSET(Import.PLQ,$A59-1,Z$15-1,1,1),0),0),IF(ISNUMBER(INDEX(Import.PLE,Detalhamento!$E59,Detalhamento!Z$15)),IF(INDEX(Import.PLE,Detalhamento!$E59,Detalhamento!Z$15)<=mediçao,0,OFFSET(Import.PLQ,$A59-1,Z$15-1,1,1)),OFFSET(Import.PLQ,$A59-1,Z$15-1,1,1))))","v":0},{"$f":"IF(AA$13=\"\",0,CHOOSE(Detalhamento.OpçãoServiços,OFFSET(Import.PLQ,$A59-1,AA$15-1,1,1),IF(ISNUMBER(INDEX(Import.PLE,Detalhamento!$E59,Detalhamento!AA$15)),IF(INDEX(Import.PLE,Detalhamento!$E59,Detalhamento!AA$15)<=mediçao,OFFSET(Import.PLQ,$A59-1,AA$15-1,1,1),0),0),IF(ISNUMBER(INDEX(Import.PLE,Detalhamento!$E59,Detalhamento!AA$15)),IF(INDEX(Import.PLE,Detalhamento!$E59,Detalhamento!AA$15)<=mediçao,0,OFFSET(Import.PLQ,$A59-1,AA$15-1,1,1)),OFFSET(Import.PLQ,$A59-1,AA$15-1,1,1))))","v":0},{"$f":"IF(AB$13=\"\",0,CHOOSE(Detalhamento.OpçãoServiços,OFFSET(Import.PLQ,$A59-1,AB$15-1,1,1),IF(ISNUMBER(INDEX(Import.PLE,Detalhamento!$E59,Detalhamento!AB$15)),IF(INDEX(Import.PLE,Detalhamento!$E59,Detalhamento!AB$15)<=mediçao,OFFSET(Import.PLQ,$A59-1,AB$15-1,1,1),0),0),IF(ISNUMBER(INDEX(Import.PLE,Detalhamento!$E59,Detalhamento!AB$15)),IF(INDEX(Import.PLE,Detalhamento!$E59,Detalhamento!AB$15)<=mediçao,0,OFFSET(Import.PLQ,$A59-1,AB$15-1,1,1)),OFFSET(Import.PLQ,$A59-1,AB$15-1,1,1))))","v":0},{"$f":"IF(AC$13=\"\",0,CHOOSE(Detalhamento.OpçãoServiços,OFFSET(Import.PLQ,$A59-1,AC$15-1,1,1),IF(ISNUMBER(INDEX(Import.PLE,Detalhamento!$E59,Detalhamento!AC$15)),IF(INDEX(Import.PLE,Detalhamento!$E59,Detalhamento!AC$15)<=mediçao,OFFSET(Import.PLQ,$A59-1,AC$15-1,1,1),0),0),IF(ISNUMBER(INDEX(Import.PLE,Detalhamento!$E59,Detalhamento!AC$15)),IF(INDEX(Import.PLE,Detalhamento!$E59,Detalhamento!AC$15)<=mediçao,0,OFFSET(Import.PLQ,$A59-1,AC$15-1,1,1)),OFFSET(Import.PLQ,$A59-1,AC$15-1,1,1))))","v":0},{"$f":"IF(AD$13=\"\",0,CHOOSE(Detalhamento.OpçãoServiços,OFFSET(Import.PLQ,$A59-1,AD$15-1,1,1),IF(ISNUMBER(INDEX(Import.PLE,Detalhamento!$E59,Detalhamento!AD$15)),IF(INDEX(Import.PLE,Detalhamento!$E59,Detalhamento!AD$15)<=mediçao,OFFSET(Import.PLQ,$A59-1,AD$15-1,1,1),0),0),IF(ISNUMBER(INDEX(Import.PLE,Detalhamento!$E59,Detalhamento!AD$15)),IF(INDEX(Import.PLE,Detalhamento!$E59,Detalhamento!AD$15)<=mediçao,0,OFFSET(Import.PLQ,$A59-1,AD$15-1,1,1)),OFFSET(Import.PLQ,$A59-1,AD$15-1,1,1))))","v":0},{"$f":"IF(AE$13=\"\",0,CHOOSE(Detalhamento.OpçãoServiços,OFFSET(Import.PLQ,$A59-1,AE$15-1,1,1),IF(ISNUMBER(INDEX(Import.PLE,Detalhamento!$E59,Detalhamento!AE$15)),IF(INDEX(Import.PLE,Detalhamento!$E59,Detalhamento!AE$15)<=mediçao,OFFSET(Import.PLQ,$A59-1,AE$15-1,1,1),0),0),IF(ISNUMBER(INDEX(Import.PLE,Detalhamento!$E59,Detalhamento!AE$15)),IF(INDEX(Import.PLE,Detalhamento!$E59,Detalhamento!AE$15)<=mediçao,0,OFFSET(Import.PLQ,$A59-1,AE$15-1,1,1)),OFFSET(Import.PLQ,$A59-1,AE$15-1,1,1))))","v":0},{"$f":"IF(AF$13=\"\",0,CHOOSE(Detalhamento.OpçãoServiços,OFFSET(Import.PLQ,$A59-1,AF$15-1,1,1),IF(ISNUMBER(INDEX(Import.PLE,Detalhamento!$E59,Detalhamento!AF$15)),IF(INDEX(Import.PLE,Detalhamento!$E59,Detalhamento!AF$15)<=mediçao,OFFSET(Import.PLQ,$A59-1,AF$15-1,1,1),0),0),IF(ISNUMBER(INDEX(Import.PLE,Detalhamento!$E59,Detalhamento!AF$15)),IF(INDEX(Import.PLE,Detalhamento!$E59,Detalhamento!AF$15)<=mediçao,0,OFFSET(Import.PLQ,$A59-1,AF$15-1,1,1)),OFFSET(Import.PLQ,$A59-1,AF$15-1,1,1))))","v":0},{"$f":"IF(AG$13=\"\",0,CHOOSE(Detalhamento.OpçãoServiços,OFFSET(Import.PLQ,$A59-1,AG$15-1,1,1),IF(ISNUMBER(INDEX(Import.PLE,Detalhamento!$E59,Detalhamento!AG$15)),IF(INDEX(Import.PLE,Detalhamento!$E59,Detalhamento!AG$15)<=mediçao,OFFSET(Import.PLQ,$A59-1,AG$15-1,1,1),0),0),IF(ISNUMBER(INDEX(Import.PLE,Detalhamento!$E59,Detalhamento!AG$15)),IF(INDEX(Import.PLE,Detalhamento!$E59,Detalhamento!AG$15)<=mediçao,0,OFFSET(Import.PLQ,$A59-1,AG$15-1,1,1)),OFFSET(Import.PLQ,$A59-1,AG$15-1,1,1))))","v":0},{"$f":"IF(AH$13=\"\",0,CHOOSE(Detalhamento.OpçãoServiços,OFFSET(Import.PLQ,$A59-1,AH$15-1,1,1),IF(ISNUMBER(INDEX(Import.PLE,Detalhamento!$E59,Detalhamento!AH$15)),IF(INDEX(Import.PLE,Detalhamento!$E59,Detalhamento!AH$15)<=mediçao,OFFSET(Import.PLQ,$A59-1,AH$15-1,1,1),0),0),IF(ISNUMBER(INDEX(Import.PLE,Detalhamento!$E59,Detalhamento!AH$15)),IF(INDEX(Import.PLE,Detalhamento!$E59,Detalhamento!AH$15)<=mediçao,0,OFFSET(Import.PLQ,$A59-1,AH$15-1,1,1)),OFFSET(Import.PLQ,$A59-1,AH$15-1,1,1))))","v":0},{"$f":"IF(AI$13=\"\",0,CHOOSE(Detalhamento.OpçãoServiços,OFFSET(Import.PLQ,$A59-1,AI$15-1,1,1),IF(ISNUMBER(INDEX(Import.PLE,Detalhamento!$E59,Detalhamento!AI$15)),IF(INDEX(Import.PLE,Detalhamento!$E59,Detalhamento!AI$15)<=mediçao,OFFSET(Import.PLQ,$A59-1,AI$15-1,1,1),0),0),IF(ISNUMBER(INDEX(Import.PLE,Detalhamento!$E59,Detalhamento!AI$15)),IF(INDEX(Import.PLE,Detalhamento!$E59,Detalhamento!AI$15)<=mediçao,0,OFFSET(Import.PLQ,$A59-1,AI$15-1,1,1)),OFFSET(Import.PLQ,$A59-1,AI$15-1,1,1))))","v":0},{"$f":"IF(AJ$13=\"\",0,CHOOSE(Detalhamento.OpçãoServiços,OFFSET(Import.PLQ,$A59-1,AJ$15-1,1,1),IF(ISNUMBER(INDEX(Import.PLE,Detalhamento!$E59,Detalhamento!AJ$15)),IF(INDEX(Import.PLE,Detalhamento!$E59,Detalhamento!AJ$15)<=mediçao,OFFSET(Import.PLQ,$A59-1,AJ$15-1,1,1),0),0),IF(ISNUMBER(INDEX(Import.PLE,Detalhamento!$E59,Detalhamento!AJ$15)),IF(INDEX(Import.PLE,Detalhamento!$E59,Detalhamento!AJ$15)<=mediçao,0,OFFSET(Import.PLQ,$A59-1,AJ$15-1,1,1)),OFFSET(Import.PLQ,$A59-1,AJ$15-1,1,1))))","v":0},{"$f":"IF(AK$13=\"\",0,CHOOSE(Detalhamento.OpçãoServiços,OFFSET(Import.PLQ,$A59-1,AK$15-1,1,1),IF(ISNUMBER(INDEX(Import.PLE,Detalhamento!$E59,Detalhamento!AK$15)),IF(INDEX(Import.PLE,Detalhamento!$E59,Detalhamento!AK$15)<=mediçao,OFFSET(Import.PLQ,$A59-1,AK$15-1,1,1),0),0),IF(ISNUMBER(INDEX(Import.PLE,Detalhamento!$E59,Detalhamento!AK$15)),IF(INDEX(Import.PLE,Detalhamento!$E59,Detalhamento!AK$15)<=mediçao,0,OFFSET(Import.PLQ,$A59-1,AK$15-1,1,1)),OFFSET(Import.PLQ,$A59-1,AK$15-1,1,1))))","v":0},{"$f":"IF(AL$13=\"\",0,CHOOSE(Detalhamento.OpçãoServiços,OFFSET(Import.PLQ,$A59-1,AL$15-1,1,1),IF(ISNUMBER(INDEX(Import.PLE,Detalhamento!$E59,Detalhamento!AL$15)),IF(INDEX(Import.PLE,Detalhamento!$E59,Detalhamento!AL$15)<=mediçao,OFFSET(Import.PLQ,$A59-1,AL$15-1,1,1),0),0),IF(ISNUMBER(INDEX(Import.PLE,Detalhamento!$E59,Detalhamento!AL$15)),IF(INDEX(Import.PLE,Detalhamento!$E59,Detalhamento!AL$15)<=mediçao,0,OFFSET(Import.PLQ,$A59-1,AL$15-1,1,1)),OFFSET(Import.PLQ,$A59-1,AL$15-1,1,1))))","v":0},{"$f":"IF(AM$13=\"\",0,CHOOSE(Detalhamento.OpçãoServiços,OFFSET(Import.PLQ,$A59-1,AM$15-1,1,1),IF(ISNUMBER(INDEX(Import.PLE,Detalhamento!$E59,Detalhamento!AM$15)),IF(INDEX(Import.PLE,Detalhamento!$E59,Detalhamento!AM$15)<=mediçao,OFFSET(Import.PLQ,$A59-1,AM$15-1,1,1),0),0),IF(ISNUMBER(INDEX(Import.PLE,Detalhamento!$E59,Detalhamento!AM$15)),IF(INDEX(Import.PLE,Detalhamento!$E59,Detalhamento!AM$15)<=mediçao,0,OFFSET(Import.PLQ,$A59-1,AM$15-1,1,1)),OFFSET(Import.PLQ,$A59-1,AM$15-1,1,1))))","v":0},{"$f":"IF(AN$13=\"\",0,CHOOSE(Detalhamento.OpçãoServiços,OFFSET(Import.PLQ,$A59-1,AN$15-1,1,1),IF(ISNUMBER(INDEX(Import.PLE,Detalhamento!$E59,Detalhamento!AN$15)),IF(INDEX(Import.PLE,Detalhamento!$E59,Detalhamento!AN$15)<=mediçao,OFFSET(Import.PLQ,$A59-1,AN$15-1,1,1),0),0),IF(ISNUMBER(INDEX(Import.PLE,Detalhamento!$E59,Detalhamento!AN$15)),IF(INDEX(Import.PLE,Detalhamento!$E59,Detalhamento!AN$15)<=mediçao,0,OFFSET(Import.PLQ,$A59-1,AN$15-1,1,1)),OFFSET(Import.PLQ,$A59-1,AN$15-1,1,1))))","v":0},{"$f":"IF(AO$13=\"\",0,CHOOSE(Detalhamento.OpçãoServiços,OFFSET(Import.PLQ,$A59-1,AO$15-1,1,1),IF(ISNUMBER(INDEX(Import.PLE,Detalhamento!$E59,Detalhamento!AO$15)),IF(INDEX(Import.PLE,Detalhamento!$E59,Detalhamento!AO$15)<=mediçao,OFFSET(Import.PLQ,$A59-1,AO$15-1,1,1),0),0),IF(ISNUMBER(INDEX(Import.PLE,Detalhamento!$E59,Detalhamento!AO$15)),IF(INDEX(Import.PLE,Detalhamento!$E59,Detalhamento!AO$15)<=mediçao,0,OFFSET(Import.PLQ,$A59-1,AO$15-1,1,1)),OFFSET(Import.PLQ,$A59-1,AO$15-1,1,1))))","v":0},{"$f":"IF(AP$13=\"\",0,CHOOSE(Detalhamento.OpçãoServiços,OFFSET(Import.PLQ,$A59-1,AP$15-1,1,1),IF(ISNUMBER(INDEX(Import.PLE,Detalhamento!$E59,Detalhamento!AP$15)),IF(INDEX(Import.PLE,Detalhamento!$E59,Detalhamento!AP$15)<=mediçao,OFFSET(Import.PLQ,$A59-1,AP$15-1,1,1),0),0),IF(ISNUMBER(INDEX(Import.PLE,Detalhamento!$E59,Detalhamento!AP$15)),IF(INDEX(Import.PLE,Detalhamento!$E59,Detalhamento!AP$15)<=mediçao,0,OFFSET(Import.PLQ,$A59-1,AP$15-1,1,1)),OFFSET(Import.PLQ,$A59-1,AP$15-1,1,1))))","v":0},{"$f":"IF(AQ$13=\"\",0,CHOOSE(Detalhamento.OpçãoServiços,OFFSET(Import.PLQ,$A59-1,AQ$15-1,1,1),IF(ISNUMBER(INDEX(Import.PLE,Detalhamento!$E59,Detalhamento!AQ$15)),IF(INDEX(Import.PLE,Detalhamento!$E59,Detalhamento!AQ$15)<=mediçao,OFFSET(Import.PLQ,$A59-1,AQ$15-1,1,1),0),0),IF(ISNUMBER(INDEX(Import.PLE,Detalhamento!$E59,Detalhamento!AQ$15)),IF(INDEX(Import.PLE,Detalhamento!$E59,Detalhamento!AQ$15)<=mediçao,0,OFFSET(Import.PLQ,$A59-1,AQ$15-1,1,1)),OFFSET(Import.PLQ,$A59-1,AQ$15-1,1,1))))","v":0},{"$f":"IF(AR$13=\"\",0,CHOOSE(Detalhamento.OpçãoServiços,OFFSET(Import.PLQ,$A59-1,AR$15-1,1,1),IF(ISNUMBER(INDEX(Import.PLE,Detalhamento!$E59,Detalhamento!AR$15)),IF(INDEX(Import.PLE,Detalhamento!$E59,Detalhamento!AR$15)<=mediçao,OFFSET(Import.PLQ,$A59-1,AR$15-1,1,1),0),0),IF(ISNUMBER(INDEX(Import.PLE,Detalhamento!$E59,Detalhamento!AR$15)),IF(INDEX(Import.PLE,Detalhamento!$E59,Detalhamento!AR$15)<=mediçao,0,OFFSET(Import.PLQ,$A59-1,AR$15-1,1,1)),OFFSET(Import.PLQ,$A59-1,AR$15-1,1,1))))","v":0},{"$f":"IF(AS$13=\"\",0,CHOOSE(Detalhamento.OpçãoServiços,OFFSET(Import.PLQ,$A59-1,AS$15-1,1,1),IF(ISNUMBER(INDEX(Import.PLE,Detalhamento!$E59,Detalhamento!AS$15)),IF(INDEX(Import.PLE,Detalhamento!$E59,Detalhamento!AS$15)<=mediçao,OFFSET(Import.PLQ,$A59-1,AS$15-1,1,1),0),0),IF(ISNUMBER(INDEX(Import.PLE,Detalhamento!$E59,Detalhamento!AS$15)),IF(INDEX(Import.PLE,Detalhamento!$E59,Detalhamento!AS$15)<=mediçao,0,OFFSET(Import.PLQ,$A59-1,AS$15-1,1,1)),OFFSET(Import.PLQ,$A59-1,AS$15-1,1,1))))","v":0},{"$f":"IF(AT$13=\"\",0,CHOOSE(Detalhamento.OpçãoServiços,OFFSET(Import.PLQ,$A59-1,AT$15-1,1,1),IF(ISNUMBER(INDEX(Import.PLE,Detalhamento!$E59,Detalhamento!AT$15)),IF(INDEX(Import.PLE,Detalhamento!$E59,Detalhamento!AT$15)<=mediçao,OFFSET(Import.PLQ,$A59-1,AT$15-1,1,1),0),0),IF(ISNUMBER(INDEX(Import.PLE,Detalhamento!$E59,Detalhamento!AT$15)),IF(INDEX(Import.PLE,Detalhamento!$E59,Detalhamento!AT$15)<=mediçao,0,OFFSET(Import.PLQ,$A59-1,AT$15-1,1,1)),OFFSET(Import.PLQ,$A59-1,AT$15-1,1,1))))","v":0},{"$f":"IF(AU$13=\"\",0,CHOOSE(Detalhamento.OpçãoServiços,OFFSET(Import.PLQ,$A59-1,AU$15-1,1,1),IF(ISNUMBER(INDEX(Import.PLE,Detalhamento!$E59,Detalhamento!AU$15)),IF(INDEX(Import.PLE,Detalhamento!$E59,Detalhamento!AU$15)<=mediçao,OFFSET(Import.PLQ,$A59-1,AU$15-1,1,1),0),0),IF(ISNUMBER(INDEX(Import.PLE,Detalhamento!$E59,Detalhamento!AU$15)),IF(INDEX(Import.PLE,Detalhamento!$E59,Detalhamento!AU$15)<=mediçao,0,OFFSET(Import.PLQ,$A59-1,AU$15-1,1,1)),OFFSET(Import.PLQ,$A59-1,AU$15-1,1,1))))","v":0},{"$f":"IF(AV$13=\"\",0,CHOOSE(Detalhamento.OpçãoServiços,OFFSET(Import.PLQ,$A59-1,AV$15-1,1,1),IF(ISNUMBER(INDEX(Import.PLE,Detalhamento!$E59,Detalhamento!AV$15)),IF(INDEX(Import.PLE,Detalhamento!$E59,Detalhamento!AV$15)<=mediçao,OFFSET(Import.PLQ,$A59-1,AV$15-1,1,1),0),0),IF(ISNUMBER(INDEX(Import.PLE,Detalhamento!$E59,Detalhamento!AV$15)),IF(INDEX(Import.PLE,Detalhamento!$E59,Detalhamento!AV$15)<=mediçao,0,OFFSET(Import.PLQ,$A59-1,AV$15-1,1,1)),OFFSET(Import.PLQ,$A59-1,AV$15-1,1,1))))","v":0},{"$f":"IF(AW$13=\"\",0,CHOOSE(Detalhamento.OpçãoServiços,OFFSET(Import.PLQ,$A59-1,AW$15-1,1,1),IF(ISNUMBER(INDEX(Import.PLE,Detalhamento!$E59,Detalhamento!AW$15)),IF(INDEX(Import.PLE,Detalhamento!$E59,Detalhamento!AW$15)<=mediçao,OFFSET(Import.PLQ,$A59-1,AW$15-1,1,1),0),0),IF(ISNUMBER(INDEX(Import.PLE,Detalhamento!$E59,Detalhamento!AW$15)),IF(INDEX(Import.PLE,Detalhamento!$E59,Detalhamento!AW$15)<=mediçao,0,OFFSET(Import.PLQ,$A59-1,AW$15-1,1,1)),OFFSET(Import.PLQ,$A59-1,AW$15-1,1,1))))","v":0},{"$f":"IF(AX$13=\"\",0,CHOOSE(Detalhamento.OpçãoServiços,OFFSET(Import.PLQ,$A59-1,AX$15-1,1,1),IF(ISNUMBER(INDEX(Import.PLE,Detalhamento!$E59,Detalhamento!AX$15)),IF(INDEX(Import.PLE,Detalhamento!$E59,Detalhamento!AX$15)<=mediçao,OFFSET(Import.PLQ,$A59-1,AX$15-1,1,1),0),0),IF(ISNUMBER(INDEX(Import.PLE,Detalhamento!$E59,Detalhamento!AX$15)),IF(INDEX(Import.PLE,Detalhamento!$E59,Detalhamento!AX$15)<=mediçao,0,OFFSET(Import.PLQ,$A59-1,AX$15-1,1,1)),OFFSET(Import.PLQ,$A59-1,AX$15-1,1,1))))","v":0},{"$f":"IF(AY$13=\"\",0,CHOOSE(Detalhamento.OpçãoServiços,OFFSET(Import.PLQ,$A59-1,AY$15-1,1,1),IF(ISNUMBER(INDEX(Import.PLE,Detalhamento!$E59,Detalhamento!AY$15)),IF(INDEX(Import.PLE,Detalhamento!$E59,Detalhamento!AY$15)<=mediçao,OFFSET(Import.PLQ,$A59-1,AY$15-1,1,1),0),0),IF(ISNUMBER(INDEX(Import.PLE,Detalhamento!$E59,Detalhamento!AY$15)),IF(INDEX(Import.PLE,Detalhamento!$E59,Detalhamento!AY$15)<=mediçao,0,OFFSET(Import.PLQ,$A59-1,AY$15-1,1,1)),OFFSET(Import.PLQ,$A59-1,AY$15-1,1,1))))","v":0},{"$f":"IF(AZ$13=\"\",0,CHOOSE(Detalhamento.OpçãoServiços,OFFSET(Import.PLQ,$A59-1,AZ$15-1,1,1),IF(ISNUMBER(INDEX(Import.PLE,Detalhamento!$E59,Detalhamento!AZ$15)),IF(INDEX(Import.PLE,Detalhamento!$E59,Detalhamento!AZ$15)<=mediçao,OFFSET(Import.PLQ,$A59-1,AZ$15-1,1,1),0),0),IF(ISNUMBER(INDEX(Import.PLE,Detalhamento!$E59,Detalhamento!AZ$15)),IF(INDEX(Import.PLE,Detalhamento!$E59,Detalhamento!AZ$15)<=mediçao,0,OFFSET(Import.PLQ,$A59-1,AZ$15-1,1,1)),OFFSET(Import.PLQ,$A59-1,AZ$15-1,1,1))))","v":0},{"$f":"IF(BA$13=\"\",0,CHOOSE(Detalhamento.OpçãoServiços,OFFSET(Import.PLQ,$A59-1,BA$15-1,1,1),IF(ISNUMBER(INDEX(Import.PLE,Detalhamento!$E59,Detalhamento!BA$15)),IF(INDEX(Import.PLE,Detalhamento!$E59,Detalhamento!BA$15)<=mediçao,OFFSET(Import.PLQ,$A59-1,BA$15-1,1,1),0),0),IF(ISNUMBER(INDEX(Import.PLE,Detalhamento!$E59,Detalhamento!BA$15)),IF(INDEX(Import.PLE,Detalhamento!$E59,Detalhamento!BA$15)<=mediçao,0,OFFSET(Import.PLQ,$A59-1,BA$15-1,1,1)),OFFSET(Import.PLQ,$A59-1,BA$15-1,1,1))))","v":0},{"$f":"IF(BB$13=\"\",0,CHOOSE(Detalhamento.OpçãoServiços,OFFSET(Import.PLQ,$A59-1,BB$15-1,1,1),IF(ISNUMBER(INDEX(Import.PLE,Detalhamento!$E59,Detalhamento!BB$15)),IF(INDEX(Import.PLE,Detalhamento!$E59,Detalhamento!BB$15)<=mediçao,OFFSET(Import.PLQ,$A59-1,BB$15-1,1,1),0),0),IF(ISNUMBER(INDEX(Import.PLE,Detalhamento!$E59,Detalhamento!BB$15)),IF(INDEX(Import.PLE,Detalhamento!$E59,Detalhamento!BB$15)<=mediçao,0,OFFSET(Import.PLQ,$A59-1,BB$15-1,1,1)),OFFSET(Import.PLQ,$A59-1,BB$15-1,1,1))))","v":0},{"$f":"IF(BC$13=\"\",0,CHOOSE(Detalhamento.OpçãoServiços,OFFSET(Import.PLQ,$A59-1,BC$15-1,1,1),IF(ISNUMBER(INDEX(Import.PLE,Detalhamento!$E59,Detalhamento!BC$15)),IF(INDEX(Import.PLE,Detalhamento!$E59,Detalhamento!BC$15)<=mediçao,OFFSET(Import.PLQ,$A59-1,BC$15-1,1,1),0),0),IF(ISNUMBER(INDEX(Import.PLE,Detalhamento!$E59,Detalhamento!BC$15)),IF(INDEX(Import.PLE,Detalhamento!$E59,Detalhamento!BC$15)<=mediçao,0,OFFSET(Import.PLQ,$A59-1,BC$15-1,1,1)),OFFSET(Import.PLQ,$A59-1,BC$15-1,1,1))))","v":0},{"$f":"IF(BD$13=\"\",0,CHOOSE(Detalhamento.OpçãoServiços,OFFSET(Import.PLQ,$A59-1,BD$15-1,1,1),IF(ISNUMBER(INDEX(Import.PLE,Detalhamento!$E59,Detalhamento!BD$15)),IF(INDEX(Import.PLE,Detalhamento!$E59,Detalhamento!BD$15)<=mediçao,OFFSET(Import.PLQ,$A59-1,BD$15-1,1,1),0),0),IF(ISNUMBER(INDEX(Import.PLE,Detalhamento!$E59,Detalhamento!BD$15)),IF(INDEX(Import.PLE,Detalhamento!$E59,Detalhamento!BD$15)<=mediçao,0,OFFSET(Import.PLQ,$A59-1,BD$15-1,1,1)),OFFSET(Import.PLQ,$A59-1,BD$15-1,1,1))))","v":0},{"$f":"IF(BE$13=\"\",0,CHOOSE(Detalhamento.OpçãoServiços,OFFSET(Import.PLQ,$A59-1,BE$15-1,1,1),IF(ISNUMBER(INDEX(Import.PLE,Detalhamento!$E59,Detalhamento!BE$15)),IF(INDEX(Import.PLE,Detalhamento!$E59,Detalhamento!BE$15)<=mediçao,OFFSET(Import.PLQ,$A59-1,BE$15-1,1,1),0),0),IF(ISNUMBER(INDEX(Import.PLE,Detalhamento!$E59,Detalhamento!BE$15)),IF(INDEX(Import.PLE,Detalhamento!$E59,Detalhamento!BE$15)<=mediçao,0,OFFSET(Import.PLQ,$A59-1,BE$15-1,1,1)),OFFSET(Import.PLQ,$A59-1,BE$15-1,1,1))))","v":0},{"$f":"IF(BF$13=\"\",0,CHOOSE(Detalhamento.OpçãoServiços,OFFSET(Import.PLQ,$A59-1,BF$15-1,1,1),IF(ISNUMBER(INDEX(Import.PLE,Detalhamento!$E59,Detalhamento!BF$15)),IF(INDEX(Import.PLE,Detalhamento!$E59,Detalhamento!BF$15)<=mediçao,OFFSET(Import.PLQ,$A59-1,BF$15-1,1,1),0),0),IF(ISNUMBER(INDEX(Import.PLE,Detalhamento!$E59,Detalhamento!BF$15)),IF(INDEX(Import.PLE,Detalhamento!$E59,Detalhamento!BF$15)<=mediçao,0,OFFSET(Import.PLQ,$A59-1,BF$15-1,1,1)),OFFSET(Import.PLQ,$A59-1,BF$15-1,1,1))))","v":0},{"$f":"IF(BG$13=\"\",0,CHOOSE(Detalhamento.OpçãoServiços,OFFSET(Import.PLQ,$A59-1,BG$15-1,1,1),IF(ISNUMBER(INDEX(Import.PLE,Detalhamento!$E59,Detalhamento!BG$15)),IF(INDEX(Import.PLE,Detalhamento!$E59,Detalhamento!BG$15)<=mediçao,OFFSET(Import.PLQ,$A59-1,BG$15-1,1,1),0),0),IF(ISNUMBER(INDEX(Import.PLE,Detalhamento!$E59,Detalhamento!BG$15)),IF(INDEX(Import.PLE,Detalhamento!$E59,Detalhamento!BG$15)<=mediçao,0,OFFSET(Import.PLQ,$A59-1,BG$15-1,1,1)),OFFSET(Import.PLQ,$A59-1,BG$15-1,1,1))))","v":0},{"$f":"IF(BH$13=\"\",0,CHOOSE(Detalhamento.OpçãoServiços,OFFSET(Import.PLQ,$A59-1,BH$15-1,1,1),IF(ISNUMBER(INDEX(Import.PLE,Detalhamento!$E59,Detalhamento!BH$15)),IF(INDEX(Import.PLE,Detalhamento!$E59,Detalhamento!BH$15)<=mediçao,OFFSET(Import.PLQ,$A59-1,BH$15-1,1,1),0),0),IF(ISNUMBER(INDEX(Import.PLE,Detalhamento!$E59,Detalhamento!BH$15)),IF(INDEX(Import.PLE,Detalhamento!$E59,Detalhamento!BH$15)<=mediçao,0,OFFSET(Import.PLQ,$A59-1,BH$15-1,1,1)),OFFSET(Import.PLQ,$A59-1,BH$15-1,1,1))))","v":0},{"$f":"IF(BI$13=\"\",0,CHOOSE(Detalhamento.OpçãoServiços,OFFSET(Import.PLQ,$A59-1,BI$15-1,1,1),IF(ISNUMBER(INDEX(Import.PLE,Detalhamento!$E59,Detalhamento!BI$15)),IF(INDEX(Import.PLE,Detalhamento!$E59,Detalhamento!BI$15)<=mediçao,OFFSET(Import.PLQ,$A59-1,BI$15-1,1,1),0),0),IF(ISNUMBER(INDEX(Import.PLE,Detalhamento!$E59,Detalhamento!BI$15)),IF(INDEX(Import.PLE,Detalhamento!$E59,Detalhamento!BI$15)<=mediçao,0,OFFSET(Import.PLQ,$A59-1,BI$15-1,1,1)),OFFSET(Import.PLQ,$A59-1,BI$15-1,1,1))))","v":0}]
[31,"Serviço",null,null,12,120031,"1.8.1.","PEDRA BRITADA N. 2 (19 A 38 MM) PARA LASTRO DE FUNDO","M3",1.72,null,{"$f":"IF(L$13=\"\",0,CHOOSE(Detalhamento.OpçãoServiços,OFFSET(Import.PLQ,$A60-1,L$15-1,1,1),IF(ISNUMBER(INDEX(Import.PLE,Detalhamento!$E60,Detalhamento!L$15)),IF(INDEX(Import.PLE,Detalhamento!$E60,Detalhamento!L$15)<=mediçao,OFFSET(Import.PLQ,$A60-1,L$15-1,1,1),0),0),IF(ISNUMBER(INDEX(Import.PLE,Detalhamento!$E60,Detalhamento!L$15)),IF(INDEX(Import.PLE,Detalhamento!$E60,Detalhamento!L$15)<=mediçao,0,OFFSET(Import.PLQ,$A60-1,L$15-1,1,1)),OFFSET(Import.PLQ,$A60-1,L$15-1,1,1))))","v":1.72},{"$f":"IF(M$13=\"\",0,CHOOSE(Detalhamento.OpçãoServiços,OFFSET(Import.PLQ,$A60-1,M$15-1,1,1),IF(ISNUMBER(INDEX(Import.PLE,Detalhamento!$E60,Detalhamento!M$15)),IF(INDEX(Import.PLE,Detalhamento!$E60,Detalhamento!M$15)<=mediçao,OFFSET(Import.PLQ,$A60-1,M$15-1,1,1),0),0),IF(ISNUMBER(INDEX(Import.PLE,Detalhamento!$E60,Detalhamento!M$15)),IF(INDEX(Import.PLE,Detalhamento!$E60,Detalhamento!M$15)<=mediçao,0,OFFSET(Import.PLQ,$A60-1,M$15-1,1,1)),OFFSET(Import.PLQ,$A60-1,M$15-1,1,1))))","v":0},{"$f":"IF(N$13=\"\",0,CHOOSE(Detalhamento.OpçãoServiços,OFFSET(Import.PLQ,$A60-1,N$15-1,1,1),IF(ISNUMBER(INDEX(Import.PLE,Detalhamento!$E60,Detalhamento!N$15)),IF(INDEX(Import.PLE,Detalhamento!$E60,Detalhamento!N$15)<=mediçao,OFFSET(Import.PLQ,$A60-1,N$15-1,1,1),0),0),IF(ISNUMBER(INDEX(Import.PLE,Detalhamento!$E60,Detalhamento!N$15)),IF(INDEX(Import.PLE,Detalhamento!$E60,Detalhamento!N$15)<=mediçao,0,OFFSET(Import.PLQ,$A60-1,N$15-1,1,1)),OFFSET(Import.PLQ,$A60-1,N$15-1,1,1))))","v":0},{"$f":"IF(O$13=\"\",0,CHOOSE(Detalhamento.OpçãoServiços,OFFSET(Import.PLQ,$A60-1,O$15-1,1,1),IF(ISNUMBER(INDEX(Import.PLE,Detalhamento!$E60,Detalhamento!O$15)),IF(INDEX(Import.PLE,Detalhamento!$E60,Detalhamento!O$15)<=mediçao,OFFSET(Import.PLQ,$A60-1,O$15-1,1,1),0),0),IF(ISNUMBER(INDEX(Import.PLE,Detalhamento!$E60,Detalhamento!O$15)),IF(INDEX(Import.PLE,Detalhamento!$E60,Detalhamento!O$15)<=mediçao,0,OFFSET(Import.PLQ,$A60-1,O$15-1,1,1)),OFFSET(Import.PLQ,$A60-1,O$15-1,1,1))))","v":0},{"$f":"IF(P$13=\"\",0,CHOOSE(Detalhamento.OpçãoServiços,OFFSET(Import.PLQ,$A60-1,P$15-1,1,1),IF(ISNUMBER(INDEX(Import.PLE,Detalhamento!$E60,Detalhamento!P$15)),IF(INDEX(Import.PLE,Detalhamento!$E60,Detalhamento!P$15)<=mediçao,OFFSET(Import.PLQ,$A60-1,P$15-1,1,1),0),0),IF(ISNUMBER(INDEX(Import.PLE,Detalhamento!$E60,Detalhamento!P$15)),IF(INDEX(Import.PLE,Detalhamento!$E60,Detalhamento!P$15)<=mediçao,0,OFFSET(Import.PLQ,$A60-1,P$15-1,1,1)),OFFSET(Import.PLQ,$A60-1,P$15-1,1,1))))","v":0},{"$f":"IF(Q$13=\"\",0,CHOOSE(Detalhamento.OpçãoServiços,OFFSET(Import.PLQ,$A60-1,Q$15-1,1,1),IF(ISNUMBER(INDEX(Import.PLE,Detalhamento!$E60,Detalhamento!Q$15)),IF(INDEX(Import.PLE,Detalhamento!$E60,Detalhamento!Q$15)<=mediçao,OFFSET(Import.PLQ,$A60-1,Q$15-1,1,1),0),0),IF(ISNUMBER(INDEX(Import.PLE,Detalhamento!$E60,Detalhamento!Q$15)),IF(INDEX(Import.PLE,Detalhamento!$E60,Detalhamento!Q$15)<=mediçao,0,OFFSET(Import.PLQ,$A60-1,Q$15-1,1,1)),OFFSET(Import.PLQ,$A60-1,Q$15-1,1,1))))","v":0},{"$f":"IF(R$13=\"\",0,CHOOSE(Detalhamento.OpçãoServiços,OFFSET(Import.PLQ,$A60-1,R$15-1,1,1),IF(ISNUMBER(INDEX(Import.PLE,Detalhamento!$E60,Detalhamento!R$15)),IF(INDEX(Import.PLE,Detalhamento!$E60,Detalhamento!R$15)<=mediçao,OFFSET(Import.PLQ,$A60-1,R$15-1,1,1),0),0),IF(ISNUMBER(INDEX(Import.PLE,Detalhamento!$E60,Detalhamento!R$15)),IF(INDEX(Import.PLE,Detalhamento!$E60,Detalhamento!R$15)<=mediçao,0,OFFSET(Import.PLQ,$A60-1,R$15-1,1,1)),OFFSET(Import.PLQ,$A60-1,R$15-1,1,1))))","v":0},{"$f":"IF(S$13=\"\",0,CHOOSE(Detalhamento.OpçãoServiços,OFFSET(Import.PLQ,$A60-1,S$15-1,1,1),IF(ISNUMBER(INDEX(Import.PLE,Detalhamento!$E60,Detalhamento!S$15)),IF(INDEX(Import.PLE,Detalhamento!$E60,Detalhamento!S$15)<=mediçao,OFFSET(Import.PLQ,$A60-1,S$15-1,1,1),0),0),IF(ISNUMBER(INDEX(Import.PLE,Detalhamento!$E60,Detalhamento!S$15)),IF(INDEX(Import.PLE,Detalhamento!$E60,Detalhamento!S$15)<=mediçao,0,OFFSET(Import.PLQ,$A60-1,S$15-1,1,1)),OFFSET(Import.PLQ,$A60-1,S$15-1,1,1))))","v":0},{"$f":"IF(T$13=\"\",0,CHOOSE(Detalhamento.OpçãoServiços,OFFSET(Import.PLQ,$A60-1,T$15-1,1,1),IF(ISNUMBER(INDEX(Import.PLE,Detalhamento!$E60,Detalhamento!T$15)),IF(INDEX(Import.PLE,Detalhamento!$E60,Detalhamento!T$15)<=mediçao,OFFSET(Import.PLQ,$A60-1,T$15-1,1,1),0),0),IF(ISNUMBER(INDEX(Import.PLE,Detalhamento!$E60,Detalhamento!T$15)),IF(INDEX(Import.PLE,Detalhamento!$E60,Detalhamento!T$15)<=mediçao,0,OFFSET(Import.PLQ,$A60-1,T$15-1,1,1)),OFFSET(Import.PLQ,$A60-1,T$15-1,1,1))))","v":0},{"$f":"IF(U$13=\"\",0,CHOOSE(Detalhamento.OpçãoServiços,OFFSET(Import.PLQ,$A60-1,U$15-1,1,1),IF(ISNUMBER(INDEX(Import.PLE,Detalhamento!$E60,Detalhamento!U$15)),IF(INDEX(Import.PLE,Detalhamento!$E60,Detalhamento!U$15)<=mediçao,OFFSET(Import.PLQ,$A60-1,U$15-1,1,1),0),0),IF(ISNUMBER(INDEX(Import.PLE,Detalhamento!$E60,Detalhamento!U$15)),IF(INDEX(Import.PLE,Detalhamento!$E60,Detalhamento!U$15)<=mediçao,0,OFFSET(Import.PLQ,$A60-1,U$15-1,1,1)),OFFSET(Import.PLQ,$A60-1,U$15-1,1,1))))","v":0},{"$f":"IF(V$13=\"\",0,CHOOSE(Detalhamento.OpçãoServiços,OFFSET(Import.PLQ,$A60-1,V$15-1,1,1),IF(ISNUMBER(INDEX(Import.PLE,Detalhamento!$E60,Detalhamento!V$15)),IF(INDEX(Import.PLE,Detalhamento!$E60,Detalhamento!V$15)<=mediçao,OFFSET(Import.PLQ,$A60-1,V$15-1,1,1),0),0),IF(ISNUMBER(INDEX(Import.PLE,Detalhamento!$E60,Detalhamento!V$15)),IF(INDEX(Import.PLE,Detalhamento!$E60,Detalhamento!V$15)<=mediçao,0,OFFSET(Import.PLQ,$A60-1,V$15-1,1,1)),OFFSET(Import.PLQ,$A60-1,V$15-1,1,1))))","v":0},{"$f":"IF(W$13=\"\",0,CHOOSE(Detalhamento.OpçãoServiços,OFFSET(Import.PLQ,$A60-1,W$15-1,1,1),IF(ISNUMBER(INDEX(Import.PLE,Detalhamento!$E60,Detalhamento!W$15)),IF(INDEX(Import.PLE,Detalhamento!$E60,Detalhamento!W$15)<=mediçao,OFFSET(Import.PLQ,$A60-1,W$15-1,1,1),0),0),IF(ISNUMBER(INDEX(Import.PLE,Detalhamento!$E60,Detalhamento!W$15)),IF(INDEX(Import.PLE,Detalhamento!$E60,Detalhamento!W$15)<=mediçao,0,OFFSET(Import.PLQ,$A60-1,W$15-1,1,1)),OFFSET(Import.PLQ,$A60-1,W$15-1,1,1))))","v":0},{"$f":"IF(X$13=\"\",0,CHOOSE(Detalhamento.OpçãoServiços,OFFSET(Import.PLQ,$A60-1,X$15-1,1,1),IF(ISNUMBER(INDEX(Import.PLE,Detalhamento!$E60,Detalhamento!X$15)),IF(INDEX(Import.PLE,Detalhamento!$E60,Detalhamento!X$15)<=mediçao,OFFSET(Import.PLQ,$A60-1,X$15-1,1,1),0),0),IF(ISNUMBER(INDEX(Import.PLE,Detalhamento!$E60,Detalhamento!X$15)),IF(INDEX(Import.PLE,Detalhamento!$E60,Detalhamento!X$15)<=mediçao,0,OFFSET(Import.PLQ,$A60-1,X$15-1,1,1)),OFFSET(Import.PLQ,$A60-1,X$15-1,1,1))))","v":0},{"$f":"IF(Y$13=\"\",0,CHOOSE(Detalhamento.OpçãoServiços,OFFSET(Import.PLQ,$A60-1,Y$15-1,1,1),IF(ISNUMBER(INDEX(Import.PLE,Detalhamento!$E60,Detalhamento!Y$15)),IF(INDEX(Import.PLE,Detalhamento!$E60,Detalhamento!Y$15)<=mediçao,OFFSET(Import.PLQ,$A60-1,Y$15-1,1,1),0),0),IF(ISNUMBER(INDEX(Import.PLE,Detalhamento!$E60,Detalhamento!Y$15)),IF(INDEX(Import.PLE,Detalhamento!$E60,Detalhamento!Y$15)<=mediçao,0,OFFSET(Import.PLQ,$A60-1,Y$15-1,1,1)),OFFSET(Import.PLQ,$A60-1,Y$15-1,1,1))))","v":0},{"$f":"IF(Z$13=\"\",0,CHOOSE(Detalhamento.OpçãoServiços,OFFSET(Import.PLQ,$A60-1,Z$15-1,1,1),IF(ISNUMBER(INDEX(Import.PLE,Detalhamento!$E60,Detalhamento!Z$15)),IF(INDEX(Import.PLE,Detalhamento!$E60,Detalhamento!Z$15)<=mediçao,OFFSET(Import.PLQ,$A60-1,Z$15-1,1,1),0),0),IF(ISNUMBER(INDEX(Import.PLE,Detalhamento!$E60,Detalhamento!Z$15)),IF(INDEX(Import.PLE,Detalhamento!$E60,Detalhamento!Z$15)<=mediçao,0,OFFSET(Import.PLQ,$A60-1,Z$15-1,1,1)),OFFSET(Import.PLQ,$A60-1,Z$15-1,1,1))))","v":0},{"$f":"IF(AA$13=\"\",0,CHOOSE(Detalhamento.OpçãoServiços,OFFSET(Import.PLQ,$A60-1,AA$15-1,1,1),IF(ISNUMBER(INDEX(Import.PLE,Detalhamento!$E60,Detalhamento!AA$15)),IF(INDEX(Import.PLE,Detalhamento!$E60,Detalhamento!AA$15)<=mediçao,OFFSET(Import.PLQ,$A60-1,AA$15-1,1,1),0),0),IF(ISNUMBER(INDEX(Import.PLE,Detalhamento!$E60,Detalhamento!AA$15)),IF(INDEX(Import.PLE,Detalhamento!$E60,Detalhamento!AA$15)<=mediçao,0,OFFSET(Import.PLQ,$A60-1,AA$15-1,1,1)),OFFSET(Import.PLQ,$A60-1,AA$15-1,1,1))))","v":0},{"$f":"IF(AB$13=\"\",0,CHOOSE(Detalhamento.OpçãoServiços,OFFSET(Import.PLQ,$A60-1,AB$15-1,1,1),IF(ISNUMBER(INDEX(Import.PLE,Detalhamento!$E60,Detalhamento!AB$15)),IF(INDEX(Import.PLE,Detalhamento!$E60,Detalhamento!AB$15)<=mediçao,OFFSET(Import.PLQ,$A60-1,AB$15-1,1,1),0),0),IF(ISNUMBER(INDEX(Import.PLE,Detalhamento!$E60,Detalhamento!AB$15)),IF(INDEX(Import.PLE,Detalhamento!$E60,Detalhamento!AB$15)<=mediçao,0,OFFSET(Import.PLQ,$A60-1,AB$15-1,1,1)),OFFSET(Import.PLQ,$A60-1,AB$15-1,1,1))))","v":0},{"$f":"IF(AC$13=\"\",0,CHOOSE(Detalhamento.OpçãoServiços,OFFSET(Import.PLQ,$A60-1,AC$15-1,1,1),IF(ISNUMBER(INDEX(Import.PLE,Detalhamento!$E60,Detalhamento!AC$15)),IF(INDEX(Import.PLE,Detalhamento!$E60,Detalhamento!AC$15)<=mediçao,OFFSET(Import.PLQ,$A60-1,AC$15-1,1,1),0),0),IF(ISNUMBER(INDEX(Import.PLE,Detalhamento!$E60,Detalhamento!AC$15)),IF(INDEX(Import.PLE,Detalhamento!$E60,Detalhamento!AC$15)<=mediçao,0,OFFSET(Import.PLQ,$A60-1,AC$15-1,1,1)),OFFSET(Import.PLQ,$A60-1,AC$15-1,1,1))))","v":0},{"$f":"IF(AD$13=\"\",0,CHOOSE(Detalhamento.OpçãoServiços,OFFSET(Import.PLQ,$A60-1,AD$15-1,1,1),IF(ISNUMBER(INDEX(Import.PLE,Detalhamento!$E60,Detalhamento!AD$15)),IF(INDEX(Import.PLE,Detalhamento!$E60,Detalhamento!AD$15)<=mediçao,OFFSET(Import.PLQ,$A60-1,AD$15-1,1,1),0),0),IF(ISNUMBER(INDEX(Import.PLE,Detalhamento!$E60,Detalhamento!AD$15)),IF(INDEX(Import.PLE,Detalhamento!$E60,Detalhamento!AD$15)<=mediçao,0,OFFSET(Import.PLQ,$A60-1,AD$15-1,1,1)),OFFSET(Import.PLQ,$A60-1,AD$15-1,1,1))))","v":0},{"$f":"IF(AE$13=\"\",0,CHOOSE(Detalhamento.OpçãoServiços,OFFSET(Import.PLQ,$A60-1,AE$15-1,1,1),IF(ISNUMBER(INDEX(Import.PLE,Detalhamento!$E60,Detalhamento!AE$15)),IF(INDEX(Import.PLE,Detalhamento!$E60,Detalhamento!AE$15)<=mediçao,OFFSET(Import.PLQ,$A60-1,AE$15-1,1,1),0),0),IF(ISNUMBER(INDEX(Import.PLE,Detalhamento!$E60,Detalhamento!AE$15)),IF(INDEX(Import.PLE,Detalhamento!$E60,Detalhamento!AE$15)<=mediçao,0,OFFSET(Import.PLQ,$A60-1,AE$15-1,1,1)),OFFSET(Import.PLQ,$A60-1,AE$15-1,1,1))))","v":0},{"$f":"IF(AF$13=\"\",0,CHOOSE(Detalhamento.OpçãoServiços,OFFSET(Import.PLQ,$A60-1,AF$15-1,1,1),IF(ISNUMBER(INDEX(Import.PLE,Detalhamento!$E60,Detalhamento!AF$15)),IF(INDEX(Import.PLE,Detalhamento!$E60,Detalhamento!AF$15)<=mediçao,OFFSET(Import.PLQ,$A60-1,AF$15-1,1,1),0),0),IF(ISNUMBER(INDEX(Import.PLE,Detalhamento!$E60,Detalhamento!AF$15)),IF(INDEX(Import.PLE,Detalhamento!$E60,Detalhamento!AF$15)<=mediçao,0,OFFSET(Import.PLQ,$A60-1,AF$15-1,1,1)),OFFSET(Import.PLQ,$A60-1,AF$15-1,1,1))))","v":0},{"$f":"IF(AG$13=\"\",0,CHOOSE(Detalhamento.OpçãoServiços,OFFSET(Import.PLQ,$A60-1,AG$15-1,1,1),IF(ISNUMBER(INDEX(Import.PLE,Detalhamento!$E60,Detalhamento!AG$15)),IF(INDEX(Import.PLE,Detalhamento!$E60,Detalhamento!AG$15)<=mediçao,OFFSET(Import.PLQ,$A60-1,AG$15-1,1,1),0),0),IF(ISNUMBER(INDEX(Import.PLE,Detalhamento!$E60,Detalhamento!AG$15)),IF(INDEX(Import.PLE,Detalhamento!$E60,Detalhamento!AG$15)<=mediçao,0,OFFSET(Import.PLQ,$A60-1,AG$15-1,1,1)),OFFSET(Import.PLQ,$A60-1,AG$15-1,1,1))))","v":0},{"$f":"IF(AH$13=\"\",0,CHOOSE(Detalhamento.OpçãoServiços,OFFSET(Import.PLQ,$A60-1,AH$15-1,1,1),IF(ISNUMBER(INDEX(Import.PLE,Detalhamento!$E60,Detalhamento!AH$15)),IF(INDEX(Import.PLE,Detalhamento!$E60,Detalhamento!AH$15)<=mediçao,OFFSET(Import.PLQ,$A60-1,AH$15-1,1,1),0),0),IF(ISNUMBER(INDEX(Import.PLE,Detalhamento!$E60,Detalhamento!AH$15)),IF(INDEX(Import.PLE,Detalhamento!$E60,Detalhamento!AH$15)<=mediçao,0,OFFSET(Import.PLQ,$A60-1,AH$15-1,1,1)),OFFSET(Import.PLQ,$A60-1,AH$15-1,1,1))))","v":0},{"$f":"IF(AI$13=\"\",0,CHOOSE(Detalhamento.OpçãoServiços,OFFSET(Import.PLQ,$A60-1,AI$15-1,1,1),IF(ISNUMBER(INDEX(Import.PLE,Detalhamento!$E60,Detalhamento!AI$15)),IF(INDEX(Import.PLE,Detalhamento!$E60,Detalhamento!AI$15)<=mediçao,OFFSET(Import.PLQ,$A60-1,AI$15-1,1,1),0),0),IF(ISNUMBER(INDEX(Import.PLE,Detalhamento!$E60,Detalhamento!AI$15)),IF(INDEX(Import.PLE,Detalhamento!$E60,Detalhamento!AI$15)<=mediçao,0,OFFSET(Import.PLQ,$A60-1,AI$15-1,1,1)),OFFSET(Import.PLQ,$A60-1,AI$15-1,1,1))))","v":0},{"$f":"IF(AJ$13=\"\",0,CHOOSE(Detalhamento.OpçãoServiços,OFFSET(Import.PLQ,$A60-1,AJ$15-1,1,1),IF(ISNUMBER(INDEX(Import.PLE,Detalhamento!$E60,Detalhamento!AJ$15)),IF(INDEX(Import.PLE,Detalhamento!$E60,Detalhamento!AJ$15)<=mediçao,OFFSET(Import.PLQ,$A60-1,AJ$15-1,1,1),0),0),IF(ISNUMBER(INDEX(Import.PLE,Detalhamento!$E60,Detalhamento!AJ$15)),IF(INDEX(Import.PLE,Detalhamento!$E60,Detalhamento!AJ$15)<=mediçao,0,OFFSET(Import.PLQ,$A60-1,AJ$15-1,1,1)),OFFSET(Import.PLQ,$A60-1,AJ$15-1,1,1))))","v":0},{"$f":"IF(AK$13=\"\",0,CHOOSE(Detalhamento.OpçãoServiços,OFFSET(Import.PLQ,$A60-1,AK$15-1,1,1),IF(ISNUMBER(INDEX(Import.PLE,Detalhamento!$E60,Detalhamento!AK$15)),IF(INDEX(Import.PLE,Detalhamento!$E60,Detalhamento!AK$15)<=mediçao,OFFSET(Import.PLQ,$A60-1,AK$15-1,1,1),0),0),IF(ISNUMBER(INDEX(Import.PLE,Detalhamento!$E60,Detalhamento!AK$15)),IF(INDEX(Import.PLE,Detalhamento!$E60,Detalhamento!AK$15)<=mediçao,0,OFFSET(Import.PLQ,$A60-1,AK$15-1,1,1)),OFFSET(Import.PLQ,$A60-1,AK$15-1,1,1))))","v":0},{"$f":"IF(AL$13=\"\",0,CHOOSE(Detalhamento.OpçãoServiços,OFFSET(Import.PLQ,$A60-1,AL$15-1,1,1),IF(ISNUMBER(INDEX(Import.PLE,Detalhamento!$E60,Detalhamento!AL$15)),IF(INDEX(Import.PLE,Detalhamento!$E60,Detalhamento!AL$15)<=mediçao,OFFSET(Import.PLQ,$A60-1,AL$15-1,1,1),0),0),IF(ISNUMBER(INDEX(Import.PLE,Detalhamento!$E60,Detalhamento!AL$15)),IF(INDEX(Import.PLE,Detalhamento!$E60,Detalhamento!AL$15)<=mediçao,0,OFFSET(Import.PLQ,$A60-1,AL$15-1,1,1)),OFFSET(Import.PLQ,$A60-1,AL$15-1,1,1))))","v":0},{"$f":"IF(AM$13=\"\",0,CHOOSE(Detalhamento.OpçãoServiços,OFFSET(Import.PLQ,$A60-1,AM$15-1,1,1),IF(ISNUMBER(INDEX(Import.PLE,Detalhamento!$E60,Detalhamento!AM$15)),IF(INDEX(Import.PLE,Detalhamento!$E60,Detalhamento!AM$15)<=mediçao,OFFSET(Import.PLQ,$A60-1,AM$15-1,1,1),0),0),IF(ISNUMBER(INDEX(Import.PLE,Detalhamento!$E60,Detalhamento!AM$15)),IF(INDEX(Import.PLE,Detalhamento!$E60,Detalhamento!AM$15)<=mediçao,0,OFFSET(Import.PLQ,$A60-1,AM$15-1,1,1)),OFFSET(Import.PLQ,$A60-1,AM$15-1,1,1))))","v":0},{"$f":"IF(AN$13=\"\",0,CHOOSE(Detalhamento.OpçãoServiços,OFFSET(Import.PLQ,$A60-1,AN$15-1,1,1),IF(ISNUMBER(INDEX(Import.PLE,Detalhamento!$E60,Detalhamento!AN$15)),IF(INDEX(Import.PLE,Detalhamento!$E60,Detalhamento!AN$15)<=mediçao,OFFSET(Import.PLQ,$A60-1,AN$15-1,1,1),0),0),IF(ISNUMBER(INDEX(Import.PLE,Detalhamento!$E60,Detalhamento!AN$15)),IF(INDEX(Import.PLE,Detalhamento!$E60,Detalhamento!AN$15)<=mediçao,0,OFFSET(Import.PLQ,$A60-1,AN$15-1,1,1)),OFFSET(Import.PLQ,$A60-1,AN$15-1,1,1))))","v":0},{"$f":"IF(AO$13=\"\",0,CHOOSE(Detalhamento.OpçãoServiços,OFFSET(Import.PLQ,$A60-1,AO$15-1,1,1),IF(ISNUMBER(INDEX(Import.PLE,Detalhamento!$E60,Detalhamento!AO$15)),IF(INDEX(Import.PLE,Detalhamento!$E60,Detalhamento!AO$15)<=mediçao,OFFSET(Import.PLQ,$A60-1,AO$15-1,1,1),0),0),IF(ISNUMBER(INDEX(Import.PLE,Detalhamento!$E60,Detalhamento!AO$15)),IF(INDEX(Import.PLE,Detalhamento!$E60,Detalhamento!AO$15)<=mediçao,0,OFFSET(Import.PLQ,$A60-1,AO$15-1,1,1)),OFFSET(Import.PLQ,$A60-1,AO$15-1,1,1))))","v":0},{"$f":"IF(AP$13=\"\",0,CHOOSE(Detalhamento.OpçãoServiços,OFFSET(Import.PLQ,$A60-1,AP$15-1,1,1),IF(ISNUMBER(INDEX(Import.PLE,Detalhamento!$E60,Detalhamento!AP$15)),IF(INDEX(Import.PLE,Detalhamento!$E60,Detalhamento!AP$15)<=mediçao,OFFSET(Import.PLQ,$A60-1,AP$15-1,1,1),0),0),IF(ISNUMBER(INDEX(Import.PLE,Detalhamento!$E60,Detalhamento!AP$15)),IF(INDEX(Import.PLE,Detalhamento!$E60,Detalhamento!AP$15)<=mediçao,0,OFFSET(Import.PLQ,$A60-1,AP$15-1,1,1)),OFFSET(Import.PLQ,$A60-1,AP$15-1,1,1))))","v":0},{"$f":"IF(AQ$13=\"\",0,CHOOSE(Detalhamento.OpçãoServiços,OFFSET(Import.PLQ,$A60-1,AQ$15-1,1,1),IF(ISNUMBER(INDEX(Import.PLE,Detalhamento!$E60,Detalhamento!AQ$15)),IF(INDEX(Import.PLE,Detalhamento!$E60,Detalhamento!AQ$15)<=mediçao,OFFSET(Import.PLQ,$A60-1,AQ$15-1,1,1),0),0),IF(ISNUMBER(INDEX(Import.PLE,Detalhamento!$E60,Detalhamento!AQ$15)),IF(INDEX(Import.PLE,Detalhamento!$E60,Detalhamento!AQ$15)<=mediçao,0,OFFSET(Import.PLQ,$A60-1,AQ$15-1,1,1)),OFFSET(Import.PLQ,$A60-1,AQ$15-1,1,1))))","v":0},{"$f":"IF(AR$13=\"\",0,CHOOSE(Detalhamento.OpçãoServiços,OFFSET(Import.PLQ,$A60-1,AR$15-1,1,1),IF(ISNUMBER(INDEX(Import.PLE,Detalhamento!$E60,Detalhamento!AR$15)),IF(INDEX(Import.PLE,Detalhamento!$E60,Detalhamento!AR$15)<=mediçao,OFFSET(Import.PLQ,$A60-1,AR$15-1,1,1),0),0),IF(ISNUMBER(INDEX(Import.PLE,Detalhamento!$E60,Detalhamento!AR$15)),IF(INDEX(Import.PLE,Detalhamento!$E60,Detalhamento!AR$15)<=mediçao,0,OFFSET(Import.PLQ,$A60-1,AR$15-1,1,1)),OFFSET(Import.PLQ,$A60-1,AR$15-1,1,1))))","v":0},{"$f":"IF(AS$13=\"\",0,CHOOSE(Detalhamento.OpçãoServiços,OFFSET(Import.PLQ,$A60-1,AS$15-1,1,1),IF(ISNUMBER(INDEX(Import.PLE,Detalhamento!$E60,Detalhamento!AS$15)),IF(INDEX(Import.PLE,Detalhamento!$E60,Detalhamento!AS$15)<=mediçao,OFFSET(Import.PLQ,$A60-1,AS$15-1,1,1),0),0),IF(ISNUMBER(INDEX(Import.PLE,Detalhamento!$E60,Detalhamento!AS$15)),IF(INDEX(Import.PLE,Detalhamento!$E60,Detalhamento!AS$15)<=mediçao,0,OFFSET(Import.PLQ,$A60-1,AS$15-1,1,1)),OFFSET(Import.PLQ,$A60-1,AS$15-1,1,1))))","v":0},{"$f":"IF(AT$13=\"\",0,CHOOSE(Detalhamento.OpçãoServiços,OFFSET(Import.PLQ,$A60-1,AT$15-1,1,1),IF(ISNUMBER(INDEX(Import.PLE,Detalhamento!$E60,Detalhamento!AT$15)),IF(INDEX(Import.PLE,Detalhamento!$E60,Detalhamento!AT$15)<=mediçao,OFFSET(Import.PLQ,$A60-1,AT$15-1,1,1),0),0),IF(ISNUMBER(INDEX(Import.PLE,Detalhamento!$E60,Detalhamento!AT$15)),IF(INDEX(Import.PLE,Detalhamento!$E60,Detalhamento!AT$15)<=mediçao,0,OFFSET(Import.PLQ,$A60-1,AT$15-1,1,1)),OFFSET(Import.PLQ,$A60-1,AT$15-1,1,1))))","v":0},{"$f":"IF(AU$13=\"\",0,CHOOSE(Detalhamento.OpçãoServiços,OFFSET(Import.PLQ,$A60-1,AU$15-1,1,1),IF(ISNUMBER(INDEX(Import.PLE,Detalhamento!$E60,Detalhamento!AU$15)),IF(INDEX(Import.PLE,Detalhamento!$E60,Detalhamento!AU$15)<=mediçao,OFFSET(Import.PLQ,$A60-1,AU$15-1,1,1),0),0),IF(ISNUMBER(INDEX(Import.PLE,Detalhamento!$E60,Detalhamento!AU$15)),IF(INDEX(Import.PLE,Detalhamento!$E60,Detalhamento!AU$15)<=mediçao,0,OFFSET(Import.PLQ,$A60-1,AU$15-1,1,1)),OFFSET(Import.PLQ,$A60-1,AU$15-1,1,1))))","v":0},{"$f":"IF(AV$13=\"\",0,CHOOSE(Detalhamento.OpçãoServiços,OFFSET(Import.PLQ,$A60-1,AV$15-1,1,1),IF(ISNUMBER(INDEX(Import.PLE,Detalhamento!$E60,Detalhamento!AV$15)),IF(INDEX(Import.PLE,Detalhamento!$E60,Detalhamento!AV$15)<=mediçao,OFFSET(Import.PLQ,$A60-1,AV$15-1,1,1),0),0),IF(ISNUMBER(INDEX(Import.PLE,Detalhamento!$E60,Detalhamento!AV$15)),IF(INDEX(Import.PLE,Detalhamento!$E60,Detalhamento!AV$15)<=mediçao,0,OFFSET(Import.PLQ,$A60-1,AV$15-1,1,1)),OFFSET(Import.PLQ,$A60-1,AV$15-1,1,1))))","v":0},{"$f":"IF(AW$13=\"\",0,CHOOSE(Detalhamento.OpçãoServiços,OFFSET(Import.PLQ,$A60-1,AW$15-1,1,1),IF(ISNUMBER(INDEX(Import.PLE,Detalhamento!$E60,Detalhamento!AW$15)),IF(INDEX(Import.PLE,Detalhamento!$E60,Detalhamento!AW$15)<=mediçao,OFFSET(Import.PLQ,$A60-1,AW$15-1,1,1),0),0),IF(ISNUMBER(INDEX(Import.PLE,Detalhamento!$E60,Detalhamento!AW$15)),IF(INDEX(Import.PLE,Detalhamento!$E60,Detalhamento!AW$15)<=mediçao,0,OFFSET(Import.PLQ,$A60-1,AW$15-1,1,1)),OFFSET(Import.PLQ,$A60-1,AW$15-1,1,1))))","v":0},{"$f":"IF(AX$13=\"\",0,CHOOSE(Detalhamento.OpçãoServiços,OFFSET(Import.PLQ,$A60-1,AX$15-1,1,1),IF(ISNUMBER(INDEX(Import.PLE,Detalhamento!$E60,Detalhamento!AX$15)),IF(INDEX(Import.PLE,Detalhamento!$E60,Detalhamento!AX$15)<=mediçao,OFFSET(Import.PLQ,$A60-1,AX$15-1,1,1),0),0),IF(ISNUMBER(INDEX(Import.PLE,Detalhamento!$E60,Detalhamento!AX$15)),IF(INDEX(Import.PLE,Detalhamento!$E60,Detalhamento!AX$15)<=mediçao,0,OFFSET(Import.PLQ,$A60-1,AX$15-1,1,1)),OFFSET(Import.PLQ,$A60-1,AX$15-1,1,1))))","v":0},{"$f":"IF(AY$13=\"\",0,CHOOSE(Detalhamento.OpçãoServiços,OFFSET(Import.PLQ,$A60-1,AY$15-1,1,1),IF(ISNUMBER(INDEX(Import.PLE,Detalhamento!$E60,Detalhamento!AY$15)),IF(INDEX(Import.PLE,Detalhamento!$E60,Detalhamento!AY$15)<=mediçao,OFFSET(Import.PLQ,$A60-1,AY$15-1,1,1),0),0),IF(ISNUMBER(INDEX(Import.PLE,Detalhamento!$E60,Detalhamento!AY$15)),IF(INDEX(Import.PLE,Detalhamento!$E60,Detalhamento!AY$15)<=mediçao,0,OFFSET(Import.PLQ,$A60-1,AY$15-1,1,1)),OFFSET(Import.PLQ,$A60-1,AY$15-1,1,1))))","v":0},{"$f":"IF(AZ$13=\"\",0,CHOOSE(Detalhamento.OpçãoServiços,OFFSET(Import.PLQ,$A60-1,AZ$15-1,1,1),IF(ISNUMBER(INDEX(Import.PLE,Detalhamento!$E60,Detalhamento!AZ$15)),IF(INDEX(Import.PLE,Detalhamento!$E60,Detalhamento!AZ$15)<=mediçao,OFFSET(Import.PLQ,$A60-1,AZ$15-1,1,1),0),0),IF(ISNUMBER(INDEX(Import.PLE,Detalhamento!$E60,Detalhamento!AZ$15)),IF(INDEX(Import.PLE,Detalhamento!$E60,Detalhamento!AZ$15)<=mediçao,0,OFFSET(Import.PLQ,$A60-1,AZ$15-1,1,1)),OFFSET(Import.PLQ,$A60-1,AZ$15-1,1,1))))","v":0},{"$f":"IF(BA$13=\"\",0,CHOOSE(Detalhamento.OpçãoServiços,OFFSET(Import.PLQ,$A60-1,BA$15-1,1,1),IF(ISNUMBER(INDEX(Import.PLE,Detalhamento!$E60,Detalhamento!BA$15)),IF(INDEX(Import.PLE,Detalhamento!$E60,Detalhamento!BA$15)<=mediçao,OFFSET(Import.PLQ,$A60-1,BA$15-1,1,1),0),0),IF(ISNUMBER(INDEX(Import.PLE,Detalhamento!$E60,Detalhamento!BA$15)),IF(INDEX(Import.PLE,Detalhamento!$E60,Detalhamento!BA$15)<=mediçao,0,OFFSET(Import.PLQ,$A60-1,BA$15-1,1,1)),OFFSET(Import.PLQ,$A60-1,BA$15-1,1,1))))","v":0},{"$f":"IF(BB$13=\"\",0,CHOOSE(Detalhamento.OpçãoServiços,OFFSET(Import.PLQ,$A60-1,BB$15-1,1,1),IF(ISNUMBER(INDEX(Import.PLE,Detalhamento!$E60,Detalhamento!BB$15)),IF(INDEX(Import.PLE,Detalhamento!$E60,Detalhamento!BB$15)<=mediçao,OFFSET(Import.PLQ,$A60-1,BB$15-1,1,1),0),0),IF(ISNUMBER(INDEX(Import.PLE,Detalhamento!$E60,Detalhamento!BB$15)),IF(INDEX(Import.PLE,Detalhamento!$E60,Detalhamento!BB$15)<=mediçao,0,OFFSET(Import.PLQ,$A60-1,BB$15-1,1,1)),OFFSET(Import.PLQ,$A60-1,BB$15-1,1,1))))","v":0},{"$f":"IF(BC$13=\"\",0,CHOOSE(Detalhamento.OpçãoServiços,OFFSET(Import.PLQ,$A60-1,BC$15-1,1,1),IF(ISNUMBER(INDEX(Import.PLE,Detalhamento!$E60,Detalhamento!BC$15)),IF(INDEX(Import.PLE,Detalhamento!$E60,Detalhamento!BC$15)<=mediçao,OFFSET(Import.PLQ,$A60-1,BC$15-1,1,1),0),0),IF(ISNUMBER(INDEX(Import.PLE,Detalhamento!$E60,Detalhamento!BC$15)),IF(INDEX(Import.PLE,Detalhamento!$E60,Detalhamento!BC$15)<=mediçao,0,OFFSET(Import.PLQ,$A60-1,BC$15-1,1,1)),OFFSET(Import.PLQ,$A60-1,BC$15-1,1,1))))","v":0},{"$f":"IF(BD$13=\"\",0,CHOOSE(Detalhamento.OpçãoServiços,OFFSET(Import.PLQ,$A60-1,BD$15-1,1,1),IF(ISNUMBER(INDEX(Import.PLE,Detalhamento!$E60,Detalhamento!BD$15)),IF(INDEX(Import.PLE,Detalhamento!$E60,Detalhamento!BD$15)<=mediçao,OFFSET(Import.PLQ,$A60-1,BD$15-1,1,1),0),0),IF(ISNUMBER(INDEX(Import.PLE,Detalhamento!$E60,Detalhamento!BD$15)),IF(INDEX(Import.PLE,Detalhamento!$E60,Detalhamento!BD$15)<=mediçao,0,OFFSET(Import.PLQ,$A60-1,BD$15-1,1,1)),OFFSET(Import.PLQ,$A60-1,BD$15-1,1,1))))","v":0},{"$f":"IF(BE$13=\"\",0,CHOOSE(Detalhamento.OpçãoServiços,OFFSET(Import.PLQ,$A60-1,BE$15-1,1,1),IF(ISNUMBER(INDEX(Import.PLE,Detalhamento!$E60,Detalhamento!BE$15)),IF(INDEX(Import.PLE,Detalhamento!$E60,Detalhamento!BE$15)<=mediçao,OFFSET(Import.PLQ,$A60-1,BE$15-1,1,1),0),0),IF(ISNUMBER(INDEX(Import.PLE,Detalhamento!$E60,Detalhamento!BE$15)),IF(INDEX(Import.PLE,Detalhamento!$E60,Detalhamento!BE$15)<=mediçao,0,OFFSET(Import.PLQ,$A60-1,BE$15-1,1,1)),OFFSET(Import.PLQ,$A60-1,BE$15-1,1,1))))","v":0},{"$f":"IF(BF$13=\"\",0,CHOOSE(Detalhamento.OpçãoServiços,OFFSET(Import.PLQ,$A60-1,BF$15-1,1,1),IF(ISNUMBER(INDEX(Import.PLE,Detalhamento!$E60,Detalhamento!BF$15)),IF(INDEX(Import.PLE,Detalhamento!$E60,Detalhamento!BF$15)<=mediçao,OFFSET(Import.PLQ,$A60-1,BF$15-1,1,1),0),0),IF(ISNUMBER(INDEX(Import.PLE,Detalhamento!$E60,Detalhamento!BF$15)),IF(INDEX(Import.PLE,Detalhamento!$E60,Detalhamento!BF$15)<=mediçao,0,OFFSET(Import.PLQ,$A60-1,BF$15-1,1,1)),OFFSET(Import.PLQ,$A60-1,BF$15-1,1,1))))","v":0},{"$f":"IF(BG$13=\"\",0,CHOOSE(Detalhamento.OpçãoServiços,OFFSET(Import.PLQ,$A60-1,BG$15-1,1,1),IF(ISNUMBER(INDEX(Import.PLE,Detalhamento!$E60,Detalhamento!BG$15)),IF(INDEX(Import.PLE,Detalhamento!$E60,Detalhamento!BG$15)<=mediçao,OFFSET(Import.PLQ,$A60-1,BG$15-1,1,1),0),0),IF(ISNUMBER(INDEX(Import.PLE,Detalhamento!$E60,Detalhamento!BG$15)),IF(INDEX(Import.PLE,Detalhamento!$E60,Detalhamento!BG$15)<=mediçao,0,OFFSET(Import.PLQ,$A60-1,BG$15-1,1,1)),OFFSET(Import.PLQ,$A60-1,BG$15-1,1,1))))","v":0},{"$f":"IF(BH$13=\"\",0,CHOOSE(Detalhamento.OpçãoServiços,OFFSET(Import.PLQ,$A60-1,BH$15-1,1,1),IF(ISNUMBER(INDEX(Import.PLE,Detalhamento!$E60,Detalhamento!BH$15)),IF(INDEX(Import.PLE,Detalhamento!$E60,Detalhamento!BH$15)<=mediçao,OFFSET(Import.PLQ,$A60-1,BH$15-1,1,1),0),0),IF(ISNUMBER(INDEX(Import.PLE,Detalhamento!$E60,Detalhamento!BH$15)),IF(INDEX(Import.PLE,Detalhamento!$E60,Detalhamento!BH$15)<=mediçao,0,OFFSET(Import.PLQ,$A60-1,BH$15-1,1,1)),OFFSET(Import.PLQ,$A60-1,BH$15-1,1,1))))","v":0},{"$f":"IF(BI$13=\"\",0,CHOOSE(Detalhamento.OpçãoServiços,OFFSET(Import.PLQ,$A60-1,BI$15-1,1,1),IF(ISNUMBER(INDEX(Import.PLE,Detalhamento!$E60,Detalhamento!BI$15)),IF(INDEX(Import.PLE,Detalhamento!$E60,Detalhamento!BI$15)<=mediçao,OFFSET(Import.PLQ,$A60-1,BI$15-1,1,1),0),0),IF(ISNUMBER(INDEX(Import.PLE,Detalhamento!$E60,Detalhamento!BI$15)),IF(INDEX(Import.PLE,Detalhamento!$E60,Detalhamento!BI$15)<=mediçao,0,OFFSET(Import.PLQ,$A60-1,BI$15-1,1,1)),OFFSET(Import.PLQ,$A60-1,BI$15-1,1,1))))","v":0}]
[32,"Serviço",null,null,12,120032,"1.8.2.","EXECUÇÃO DE PASSEIO DE CONCRETO COM, ACABAMENTO CONVENCIONAL, ESPESSURA 6 CM, ARMADO","M2",34.450000000000003,null,{"$f":"IF(L$13=\"\",0,CHOOSE(Detalhamento.OpçãoServiços,OFFSET(Import.PLQ,$A61-1,L$15-1,1,1),IF(ISNUMBER(INDEX(Import.PLE,Detalhamento!$E61,Detalhamento!L$15)),IF(INDEX(Import.PLE,Detalhamento!$E61,Detalhamento!L$15)<=mediçao,OFFSET(Import.PLQ,$A61-1,L$15-1,1,1),0),0),IF(ISNUMBER(INDEX(Import.PLE,Detalhamento!$E61,Detalhamento!L$15)),IF(INDEX(Import.PLE,Detalhamento!$E61,Detalhamento!L$15)<=mediçao,0,OFFSET(Import.PLQ,$A61-1,L$15-1,1,1)),OFFSET(Import.PLQ,$A61-1,L$15-1,1,1))))","v":34.450000000000003},{"$f":"IF(M$13=\"\",0,CHOOSE(Detalhamento.OpçãoServiços,OFFSET(Import.PLQ,$A61-1,M$15-1,1,1),IF(ISNUMBER(INDEX(Import.PLE,Detalhamento!$E61,Detalhamento!M$15)),IF(INDEX(Import.PLE,Detalhamento!$E61,Detalhamento!M$15)<=mediçao,OFFSET(Import.PLQ,$A61-1,M$15-1,1,1),0),0),IF(ISNUMBER(INDEX(Import.PLE,Detalhamento!$E61,Detalhamento!M$15)),IF(INDEX(Import.PLE,Detalhamento!$E61,Detalhamento!M$15)<=mediçao,0,OFFSET(Import.PLQ,$A61-1,M$15-1,1,1)),OFFSET(Import.PLQ,$A61-1,M$15-1,1,1))))","v":0},{"$f":"IF(N$13=\"\",0,CHOOSE(Detalhamento.OpçãoServiços,OFFSET(Import.PLQ,$A61-1,N$15-1,1,1),IF(ISNUMBER(INDEX(Import.PLE,Detalhamento!$E61,Detalhamento!N$15)),IF(INDEX(Import.PLE,Detalhamento!$E61,Detalhamento!N$15)<=mediçao,OFFSET(Import.PLQ,$A61-1,N$15-1,1,1),0),0),IF(ISNUMBER(INDEX(Import.PLE,Detalhamento!$E61,Detalhamento!N$15)),IF(INDEX(Import.PLE,Detalhamento!$E61,Detalhamento!N$15)<=mediçao,0,OFFSET(Import.PLQ,$A61-1,N$15-1,1,1)),OFFSET(Import.PLQ,$A61-1,N$15-1,1,1))))","v":0},{"$f":"IF(O$13=\"\",0,CHOOSE(Detalhamento.OpçãoServiços,OFFSET(Import.PLQ,$A61-1,O$15-1,1,1),IF(ISNUMBER(INDEX(Import.PLE,Detalhamento!$E61,Detalhamento!O$15)),IF(INDEX(Import.PLE,Detalhamento!$E61,Detalhamento!O$15)<=mediçao,OFFSET(Import.PLQ,$A61-1,O$15-1,1,1),0),0),IF(ISNUMBER(INDEX(Import.PLE,Detalhamento!$E61,Detalhamento!O$15)),IF(INDEX(Import.PLE,Detalhamento!$E61,Detalhamento!O$15)<=mediçao,0,OFFSET(Import.PLQ,$A61-1,O$15-1,1,1)),OFFSET(Import.PLQ,$A61-1,O$15-1,1,1))))","v":0},{"$f":"IF(P$13=\"\",0,CHOOSE(Detalhamento.OpçãoServiços,OFFSET(Import.PLQ,$A61-1,P$15-1,1,1),IF(ISNUMBER(INDEX(Import.PLE,Detalhamento!$E61,Detalhamento!P$15)),IF(INDEX(Import.PLE,Detalhamento!$E61,Detalhamento!P$15)<=mediçao,OFFSET(Import.PLQ,$A61-1,P$15-1,1,1),0),0),IF(ISNUMBER(INDEX(Import.PLE,Detalhamento!$E61,Detalhamento!P$15)),IF(INDEX(Import.PLE,Detalhamento!$E61,Detalhamento!P$15)<=mediçao,0,OFFSET(Import.PLQ,$A61-1,P$15-1,1,1)),OFFSET(Import.PLQ,$A61-1,P$15-1,1,1))))","v":0},{"$f":"IF(Q$13=\"\",0,CHOOSE(Detalhamento.OpçãoServiços,OFFSET(Import.PLQ,$A61-1,Q$15-1,1,1),IF(ISNUMBER(INDEX(Import.PLE,Detalhamento!$E61,Detalhamento!Q$15)),IF(INDEX(Import.PLE,Detalhamento!$E61,Detalhamento!Q$15)<=mediçao,OFFSET(Import.PLQ,$A61-1,Q$15-1,1,1),0),0),IF(ISNUMBER(INDEX(Import.PLE,Detalhamento!$E61,Detalhamento!Q$15)),IF(INDEX(Import.PLE,Detalhamento!$E61,Detalhamento!Q$15)<=mediçao,0,OFFSET(Import.PLQ,$A61-1,Q$15-1,1,1)),OFFSET(Import.PLQ,$A61-1,Q$15-1,1,1))))","v":0},{"$f":"IF(R$13=\"\",0,CHOOSE(Detalhamento.OpçãoServiços,OFFSET(Import.PLQ,$A61-1,R$15-1,1,1),IF(ISNUMBER(INDEX(Import.PLE,Detalhamento!$E61,Detalhamento!R$15)),IF(INDEX(Import.PLE,Detalhamento!$E61,Detalhamento!R$15)<=mediçao,OFFSET(Import.PLQ,$A61-1,R$15-1,1,1),0),0),IF(ISNUMBER(INDEX(Import.PLE,Detalhamento!$E61,Detalhamento!R$15)),IF(INDEX(Import.PLE,Detalhamento!$E61,Detalhamento!R$15)<=mediçao,0,OFFSET(Import.PLQ,$A61-1,R$15-1,1,1)),OFFSET(Import.PLQ,$A61-1,R$15-1,1,1))))","v":0},{"$f":"IF(S$13=\"\",0,CHOOSE(Detalhamento.OpçãoServiços,OFFSET(Import.PLQ,$A61-1,S$15-1,1,1),IF(ISNUMBER(INDEX(Import.PLE,Detalhamento!$E61,Detalhamento!S$15)),IF(INDEX(Import.PLE,Detalhamento!$E61,Detalhamento!S$15)<=mediçao,OFFSET(Import.PLQ,$A61-1,S$15-1,1,1),0),0),IF(ISNUMBER(INDEX(Import.PLE,Detalhamento!$E61,Detalhamento!S$15)),IF(INDEX(Import.PLE,Detalhamento!$E61,Detalhamento!S$15)<=mediçao,0,OFFSET(Import.PLQ,$A61-1,S$15-1,1,1)),OFFSET(Import.PLQ,$A61-1,S$15-1,1,1))))","v":0},{"$f":"IF(T$13=\"\",0,CHOOSE(Detalhamento.OpçãoServiços,OFFSET(Import.PLQ,$A61-1,T$15-1,1,1),IF(ISNUMBER(INDEX(Import.PLE,Detalhamento!$E61,Detalhamento!T$15)),IF(INDEX(Import.PLE,Detalhamento!$E61,Detalhamento!T$15)<=mediçao,OFFSET(Import.PLQ,$A61-1,T$15-1,1,1),0),0),IF(ISNUMBER(INDEX(Import.PLE,Detalhamento!$E61,Detalhamento!T$15)),IF(INDEX(Import.PLE,Detalhamento!$E61,Detalhamento!T$15)<=mediçao,0,OFFSET(Import.PLQ,$A61-1,T$15-1,1,1)),OFFSET(Import.PLQ,$A61-1,T$15-1,1,1))))","v":0},{"$f":"IF(U$13=\"\",0,CHOOSE(Detalhamento.OpçãoServiços,OFFSET(Import.PLQ,$A61-1,U$15-1,1,1),IF(ISNUMBER(INDEX(Import.PLE,Detalhamento!$E61,Detalhamento!U$15)),IF(INDEX(Import.PLE,Detalhamento!$E61,Detalhamento!U$15)<=mediçao,OFFSET(Import.PLQ,$A61-1,U$15-1,1,1),0),0),IF(ISNUMBER(INDEX(Import.PLE,Detalhamento!$E61,Detalhamento!U$15)),IF(INDEX(Import.PLE,Detalhamento!$E61,Detalhamento!U$15)<=mediçao,0,OFFSET(Import.PLQ,$A61-1,U$15-1,1,1)),OFFSET(Import.PLQ,$A61-1,U$15-1,1,1))))","v":0},{"$f":"IF(V$13=\"\",0,CHOOSE(Detalhamento.OpçãoServiços,OFFSET(Import.PLQ,$A61-1,V$15-1,1,1),IF(ISNUMBER(INDEX(Import.PLE,Detalhamento!$E61,Detalhamento!V$15)),IF(INDEX(Import.PLE,Detalhamento!$E61,Detalhamento!V$15)<=mediçao,OFFSET(Import.PLQ,$A61-1,V$15-1,1,1),0),0),IF(ISNUMBER(INDEX(Import.PLE,Detalhamento!$E61,Detalhamento!V$15)),IF(INDEX(Import.PLE,Detalhamento!$E61,Detalhamento!V$15)<=mediçao,0,OFFSET(Import.PLQ,$A61-1,V$15-1,1,1)),OFFSET(Import.PLQ,$A61-1,V$15-1,1,1))))","v":0},{"$f":"IF(W$13=\"\",0,CHOOSE(Detalhamento.OpçãoServiços,OFFSET(Import.PLQ,$A61-1,W$15-1,1,1),IF(ISNUMBER(INDEX(Import.PLE,Detalhamento!$E61,Detalhamento!W$15)),IF(INDEX(Import.PLE,Detalhamento!$E61,Detalhamento!W$15)<=mediçao,OFFSET(Import.PLQ,$A61-1,W$15-1,1,1),0),0),IF(ISNUMBER(INDEX(Import.PLE,Detalhamento!$E61,Detalhamento!W$15)),IF(INDEX(Import.PLE,Detalhamento!$E61,Detalhamento!W$15)<=mediçao,0,OFFSET(Import.PLQ,$A61-1,W$15-1,1,1)),OFFSET(Import.PLQ,$A61-1,W$15-1,1,1))))","v":0},{"$f":"IF(X$13=\"\",0,CHOOSE(Detalhamento.OpçãoServiços,OFFSET(Import.PLQ,$A61-1,X$15-1,1,1),IF(ISNUMBER(INDEX(Import.PLE,Detalhamento!$E61,Detalhamento!X$15)),IF(INDEX(Import.PLE,Detalhamento!$E61,Detalhamento!X$15)<=mediçao,OFFSET(Import.PLQ,$A61-1,X$15-1,1,1),0),0),IF(ISNUMBER(INDEX(Import.PLE,Detalhamento!$E61,Detalhamento!X$15)),IF(INDEX(Import.PLE,Detalhamento!$E61,Detalhamento!X$15)<=mediçao,0,OFFSET(Import.PLQ,$A61-1,X$15-1,1,1)),OFFSET(Import.PLQ,$A61-1,X$15-1,1,1))))","v":0},{"$f":"IF(Y$13=\"\",0,CHOOSE(Detalhamento.OpçãoServiços,OFFSET(Import.PLQ,$A61-1,Y$15-1,1,1),IF(ISNUMBER(INDEX(Import.PLE,Detalhamento!$E61,Detalhamento!Y$15)),IF(INDEX(Import.PLE,Detalhamento!$E61,Detalhamento!Y$15)<=mediçao,OFFSET(Import.PLQ,$A61-1,Y$15-1,1,1),0),0),IF(ISNUMBER(INDEX(Import.PLE,Detalhamento!$E61,Detalhamento!Y$15)),IF(INDEX(Import.PLE,Detalhamento!$E61,Detalhamento!Y$15)<=mediçao,0,OFFSET(Import.PLQ,$A61-1,Y$15-1,1,1)),OFFSET(Import.PLQ,$A61-1,Y$15-1,1,1))))","v":0},{"$f":"IF(Z$13=\"\",0,CHOOSE(Detalhamento.OpçãoServiços,OFFSET(Import.PLQ,$A61-1,Z$15-1,1,1),IF(ISNUMBER(INDEX(Import.PLE,Detalhamento!$E61,Detalhamento!Z$15)),IF(INDEX(Import.PLE,Detalhamento!$E61,Detalhamento!Z$15)<=mediçao,OFFSET(Import.PLQ,$A61-1,Z$15-1,1,1),0),0),IF(ISNUMBER(INDEX(Import.PLE,Detalhamento!$E61,Detalhamento!Z$15)),IF(INDEX(Import.PLE,Detalhamento!$E61,Detalhamento!Z$15)<=mediçao,0,OFFSET(Import.PLQ,$A61-1,Z$15-1,1,1)),OFFSET(Import.PLQ,$A61-1,Z$15-1,1,1))))","v":0},{"$f":"IF(AA$13=\"\",0,CHOOSE(Detalhamento.OpçãoServiços,OFFSET(Import.PLQ,$A61-1,AA$15-1,1,1),IF(ISNUMBER(INDEX(Import.PLE,Detalhamento!$E61,Detalhamento!AA$15)),IF(INDEX(Import.PLE,Detalhamento!$E61,Detalhamento!AA$15)<=mediçao,OFFSET(Import.PLQ,$A61-1,AA$15-1,1,1),0),0),IF(ISNUMBER(INDEX(Import.PLE,Detalhamento!$E61,Detalhamento!AA$15)),IF(INDEX(Import.PLE,Detalhamento!$E61,Detalhamento!AA$15)<=mediçao,0,OFFSET(Import.PLQ,$A61-1,AA$15-1,1,1)),OFFSET(Import.PLQ,$A61-1,AA$15-1,1,1))))","v":0},{"$f":"IF(AB$13=\"\",0,CHOOSE(Detalhamento.OpçãoServiços,OFFSET(Import.PLQ,$A61-1,AB$15-1,1,1),IF(ISNUMBER(INDEX(Import.PLE,Detalhamento!$E61,Detalhamento!AB$15)),IF(INDEX(Import.PLE,Detalhamento!$E61,Detalhamento!AB$15)<=mediçao,OFFSET(Import.PLQ,$A61-1,AB$15-1,1,1),0),0),IF(ISNUMBER(INDEX(Import.PLE,Detalhamento!$E61,Detalhamento!AB$15)),IF(INDEX(Import.PLE,Detalhamento!$E61,Detalhamento!AB$15)<=mediçao,0,OFFSET(Import.PLQ,$A61-1,AB$15-1,1,1)),OFFSET(Import.PLQ,$A61-1,AB$15-1,1,1))))","v":0},{"$f":"IF(AC$13=\"\",0,CHOOSE(Detalhamento.OpçãoServiços,OFFSET(Import.PLQ,$A61-1,AC$15-1,1,1),IF(ISNUMBER(INDEX(Import.PLE,Detalhamento!$E61,Detalhamento!AC$15)),IF(INDEX(Import.PLE,Detalhamento!$E61,Detalhamento!AC$15)<=mediçao,OFFSET(Import.PLQ,$A61-1,AC$15-1,1,1),0),0),IF(ISNUMBER(INDEX(Import.PLE,Detalhamento!$E61,Detalhamento!AC$15)),IF(INDEX(Import.PLE,Detalhamento!$E61,Detalhamento!AC$15)<=mediçao,0,OFFSET(Import.PLQ,$A61-1,AC$15-1,1,1)),OFFSET(Import.PLQ,$A61-1,AC$15-1,1,1))))","v":0},{"$f":"IF(AD$13=\"\",0,CHOOSE(Detalhamento.OpçãoServiços,OFFSET(Import.PLQ,$A61-1,AD$15-1,1,1),IF(ISNUMBER(INDEX(Import.PLE,Detalhamento!$E61,Detalhamento!AD$15)),IF(INDEX(Import.PLE,Detalhamento!$E61,Detalhamento!AD$15)<=mediçao,OFFSET(Import.PLQ,$A61-1,AD$15-1,1,1),0),0),IF(ISNUMBER(INDEX(Import.PLE,Detalhamento!$E61,Detalhamento!AD$15)),IF(INDEX(Import.PLE,Detalhamento!$E61,Detalhamento!AD$15)<=mediçao,0,OFFSET(Import.PLQ,$A61-1,AD$15-1,1,1)),OFFSET(Import.PLQ,$A61-1,AD$15-1,1,1))))","v":0},{"$f":"IF(AE$13=\"\",0,CHOOSE(Detalhamento.OpçãoServiços,OFFSET(Import.PLQ,$A61-1,AE$15-1,1,1),IF(ISNUMBER(INDEX(Import.PLE,Detalhamento!$E61,Detalhamento!AE$15)),IF(INDEX(Import.PLE,Detalhamento!$E61,Detalhamento!AE$15)<=mediçao,OFFSET(Import.PLQ,$A61-1,AE$15-1,1,1),0),0),IF(ISNUMBER(INDEX(Import.PLE,Detalhamento!$E61,Detalhamento!AE$15)),IF(INDEX(Import.PLE,Detalhamento!$E61,Detalhamento!AE$15)<=mediçao,0,OFFSET(Import.PLQ,$A61-1,AE$15-1,1,1)),OFFSET(Import.PLQ,$A61-1,AE$15-1,1,1))))","v":0},{"$f":"IF(AF$13=\"\",0,CHOOSE(Detalhamento.OpçãoServiços,OFFSET(Import.PLQ,$A61-1,AF$15-1,1,1),IF(ISNUMBER(INDEX(Import.PLE,Detalhamento!$E61,Detalhamento!AF$15)),IF(INDEX(Import.PLE,Detalhamento!$E61,Detalhamento!AF$15)<=mediçao,OFFSET(Import.PLQ,$A61-1,AF$15-1,1,1),0),0),IF(ISNUMBER(INDEX(Import.PLE,Detalhamento!$E61,Detalhamento!AF$15)),IF(INDEX(Import.PLE,Detalhamento!$E61,Detalhamento!AF$15)<=mediçao,0,OFFSET(Import.PLQ,$A61-1,AF$15-1,1,1)),OFFSET(Import.PLQ,$A61-1,AF$15-1,1,1))))","v":0},{"$f":"IF(AG$13=\"\",0,CHOOSE(Detalhamento.OpçãoServiços,OFFSET(Import.PLQ,$A61-1,AG$15-1,1,1),IF(ISNUMBER(INDEX(Import.PLE,Detalhamento!$E61,Detalhamento!AG$15)),IF(INDEX(Import.PLE,Detalhamento!$E61,Detalhamento!AG$15)<=mediçao,OFFSET(Import.PLQ,$A61-1,AG$15-1,1,1),0),0),IF(ISNUMBER(INDEX(Import.PLE,Detalhamento!$E61,Detalhamento!AG$15)),IF(INDEX(Import.PLE,Detalhamento!$E61,Detalhamento!AG$15)<=mediçao,0,OFFSET(Import.PLQ,$A61-1,AG$15-1,1,1)),OFFSET(Import.PLQ,$A61-1,AG$15-1,1,1))))","v":0},{"$f":"IF(AH$13=\"\",0,CHOOSE(Detalhamento.OpçãoServiços,OFFSET(Import.PLQ,$A61-1,AH$15-1,1,1),IF(ISNUMBER(INDEX(Import.PLE,Detalhamento!$E61,Detalhamento!AH$15)),IF(INDEX(Import.PLE,Detalhamento!$E61,Detalhamento!AH$15)<=mediçao,OFFSET(Import.PLQ,$A61-1,AH$15-1,1,1),0),0),IF(ISNUMBER(INDEX(Import.PLE,Detalhamento!$E61,Detalhamento!AH$15)),IF(INDEX(Import.PLE,Detalhamento!$E61,Detalhamento!AH$15)<=mediçao,0,OFFSET(Import.PLQ,$A61-1,AH$15-1,1,1)),OFFSET(Import.PLQ,$A61-1,AH$15-1,1,1))))","v":0},{"$f":"IF(AI$13=\"\",0,CHOOSE(Detalhamento.OpçãoServiços,OFFSET(Import.PLQ,$A61-1,AI$15-1,1,1),IF(ISNUMBER(INDEX(Import.PLE,Detalhamento!$E61,Detalhamento!AI$15)),IF(INDEX(Import.PLE,Detalhamento!$E61,Detalhamento!AI$15)<=mediçao,OFFSET(Import.PLQ,$A61-1,AI$15-1,1,1),0),0),IF(ISNUMBER(INDEX(Import.PLE,Detalhamento!$E61,Detalhamento!AI$15)),IF(INDEX(Import.PLE,Detalhamento!$E61,Detalhamento!AI$15)<=mediçao,0,OFFSET(Import.PLQ,$A61-1,AI$15-1,1,1)),OFFSET(Import.PLQ,$A61-1,AI$15-1,1,1))))","v":0},{"$f":"IF(AJ$13=\"\",0,CHOOSE(Detalhamento.OpçãoServiços,OFFSET(Import.PLQ,$A61-1,AJ$15-1,1,1),IF(ISNUMBER(INDEX(Import.PLE,Detalhamento!$E61,Detalhamento!AJ$15)),IF(INDEX(Import.PLE,Detalhamento!$E61,Detalhamento!AJ$15)<=mediçao,OFFSET(Import.PLQ,$A61-1,AJ$15-1,1,1),0),0),IF(ISNUMBER(INDEX(Import.PLE,Detalhamento!$E61,Detalhamento!AJ$15)),IF(INDEX(Import.PLE,Detalhamento!$E61,Detalhamento!AJ$15)<=mediçao,0,OFFSET(Import.PLQ,$A61-1,AJ$15-1,1,1)),OFFSET(Import.PLQ,$A61-1,AJ$15-1,1,1))))","v":0},{"$f":"IF(AK$13=\"\",0,CHOOSE(Detalhamento.OpçãoServiços,OFFSET(Import.PLQ,$A61-1,AK$15-1,1,1),IF(ISNUMBER(INDEX(Import.PLE,Detalhamento!$E61,Detalhamento!AK$15)),IF(INDEX(Import.PLE,Detalhamento!$E61,Detalhamento!AK$15)<=mediçao,OFFSET(Import.PLQ,$A61-1,AK$15-1,1,1),0),0),IF(ISNUMBER(INDEX(Import.PLE,Detalhamento!$E61,Detalhamento!AK$15)),IF(INDEX(Import.PLE,Detalhamento!$E61,Detalhamento!AK$15)<=mediçao,0,OFFSET(Import.PLQ,$A61-1,AK$15-1,1,1)),OFFSET(Import.PLQ,$A61-1,AK$15-1,1,1))))","v":0},{"$f":"IF(AL$13=\"\",0,CHOOSE(Detalhamento.OpçãoServiços,OFFSET(Import.PLQ,$A61-1,AL$15-1,1,1),IF(ISNUMBER(INDEX(Import.PLE,Detalhamento!$E61,Detalhamento!AL$15)),IF(INDEX(Import.PLE,Detalhamento!$E61,Detalhamento!AL$15)<=mediçao,OFFSET(Import.PLQ,$A61-1,AL$15-1,1,1),0),0),IF(ISNUMBER(INDEX(Import.PLE,Detalhamento!$E61,Detalhamento!AL$15)),IF(INDEX(Import.PLE,Detalhamento!$E61,Detalhamento!AL$15)<=mediçao,0,OFFSET(Import.PLQ,$A61-1,AL$15-1,1,1)),OFFSET(Import.PLQ,$A61-1,AL$15-1,1,1))))","v":0},{"$f":"IF(AM$13=\"\",0,CHOOSE(Detalhamento.OpçãoServiços,OFFSET(Import.PLQ,$A61-1,AM$15-1,1,1),IF(ISNUMBER(INDEX(Import.PLE,Detalhamento!$E61,Detalhamento!AM$15)),IF(INDEX(Import.PLE,Detalhamento!$E61,Detalhamento!AM$15)<=mediçao,OFFSET(Import.PLQ,$A61-1,AM$15-1,1,1),0),0),IF(ISNUMBER(INDEX(Import.PLE,Detalhamento!$E61,Detalhamento!AM$15)),IF(INDEX(Import.PLE,Detalhamento!$E61,Detalhamento!AM$15)<=mediçao,0,OFFSET(Import.PLQ,$A61-1,AM$15-1,1,1)),OFFSET(Import.PLQ,$A61-1,AM$15-1,1,1))))","v":0},{"$f":"IF(AN$13=\"\",0,CHOOSE(Detalhamento.OpçãoServiços,OFFSET(Import.PLQ,$A61-1,AN$15-1,1,1),IF(ISNUMBER(INDEX(Import.PLE,Detalhamento!$E61,Detalhamento!AN$15)),IF(INDEX(Import.PLE,Detalhamento!$E61,Detalhamento!AN$15)<=mediçao,OFFSET(Import.PLQ,$A61-1,AN$15-1,1,1),0),0),IF(ISNUMBER(INDEX(Import.PLE,Detalhamento!$E61,Detalhamento!AN$15)),IF(INDEX(Import.PLE,Detalhamento!$E61,Detalhamento!AN$15)<=mediçao,0,OFFSET(Import.PLQ,$A61-1,AN$15-1,1,1)),OFFSET(Import.PLQ,$A61-1,AN$15-1,1,1))))","v":0},{"$f":"IF(AO$13=\"\",0,CHOOSE(Detalhamento.OpçãoServiços,OFFSET(Import.PLQ,$A61-1,AO$15-1,1,1),IF(ISNUMBER(INDEX(Import.PLE,Detalhamento!$E61,Detalhamento!AO$15)),IF(INDEX(Import.PLE,Detalhamento!$E61,Detalhamento!AO$15)<=mediçao,OFFSET(Import.PLQ,$A61-1,AO$15-1,1,1),0),0),IF(ISNUMBER(INDEX(Import.PLE,Detalhamento!$E61,Detalhamento!AO$15)),IF(INDEX(Import.PLE,Detalhamento!$E61,Detalhamento!AO$15)<=mediçao,0,OFFSET(Import.PLQ,$A61-1,AO$15-1,1,1)),OFFSET(Import.PLQ,$A61-1,AO$15-1,1,1))))","v":0},{"$f":"IF(AP$13=\"\",0,CHOOSE(Detalhamento.OpçãoServiços,OFFSET(Import.PLQ,$A61-1,AP$15-1,1,1),IF(ISNUMBER(INDEX(Import.PLE,Detalhamento!$E61,Detalhamento!AP$15)),IF(INDEX(Import.PLE,Detalhamento!$E61,Detalhamento!AP$15)<=mediçao,OFFSET(Import.PLQ,$A61-1,AP$15-1,1,1),0),0),IF(ISNUMBER(INDEX(Import.PLE,Detalhamento!$E61,Detalhamento!AP$15)),IF(INDEX(Import.PLE,Detalhamento!$E61,Detalhamento!AP$15)<=mediçao,0,OFFSET(Import.PLQ,$A61-1,AP$15-1,1,1)),OFFSET(Import.PLQ,$A61-1,AP$15-1,1,1))))","v":0},{"$f":"IF(AQ$13=\"\",0,CHOOSE(Detalhamento.OpçãoServiços,OFFSET(Import.PLQ,$A61-1,AQ$15-1,1,1),IF(ISNUMBER(INDEX(Import.PLE,Detalhamento!$E61,Detalhamento!AQ$15)),IF(INDEX(Import.PLE,Detalhamento!$E61,Detalhamento!AQ$15)<=mediçao,OFFSET(Import.PLQ,$A61-1,AQ$15-1,1,1),0),0),IF(ISNUMBER(INDEX(Import.PLE,Detalhamento!$E61,Detalhamento!AQ$15)),IF(INDEX(Import.PLE,Detalhamento!$E61,Detalhamento!AQ$15)<=mediçao,0,OFFSET(Import.PLQ,$A61-1,AQ$15-1,1,1)),OFFSET(Import.PLQ,$A61-1,AQ$15-1,1,1))))","v":0},{"$f":"IF(AR$13=\"\",0,CHOOSE(Detalhamento.OpçãoServiços,OFFSET(Import.PLQ,$A61-1,AR$15-1,1,1),IF(ISNUMBER(INDEX(Import.PLE,Detalhamento!$E61,Detalhamento!AR$15)),IF(INDEX(Import.PLE,Detalhamento!$E61,Detalhamento!AR$15)<=mediçao,OFFSET(Import.PLQ,$A61-1,AR$15-1,1,1),0),0),IF(ISNUMBER(INDEX(Import.PLE,Detalhamento!$E61,Detalhamento!AR$15)),IF(INDEX(Import.PLE,Detalhamento!$E61,Detalhamento!AR$15)<=mediçao,0,OFFSET(Import.PLQ,$A61-1,AR$15-1,1,1)),OFFSET(Import.PLQ,$A61-1,AR$15-1,1,1))))","v":0},{"$f":"IF(AS$13=\"\",0,CHOOSE(Detalhamento.OpçãoServiços,OFFSET(Import.PLQ,$A61-1,AS$15-1,1,1),IF(ISNUMBER(INDEX(Import.PLE,Detalhamento!$E61,Detalhamento!AS$15)),IF(INDEX(Import.PLE,Detalhamento!$E61,Detalhamento!AS$15)<=mediçao,OFFSET(Import.PLQ,$A61-1,AS$15-1,1,1),0),0),IF(ISNUMBER(INDEX(Import.PLE,Detalhamento!$E61,Detalhamento!AS$15)),IF(INDEX(Import.PLE,Detalhamento!$E61,Detalhamento!AS$15)<=mediçao,0,OFFSET(Import.PLQ,$A61-1,AS$15-1,1,1)),OFFSET(Import.PLQ,$A61-1,AS$15-1,1,1))))","v":0},{"$f":"IF(AT$13=\"\",0,CHOOSE(Detalhamento.OpçãoServiços,OFFSET(Import.PLQ,$A61-1,AT$15-1,1,1),IF(ISNUMBER(INDEX(Import.PLE,Detalhamento!$E61,Detalhamento!AT$15)),IF(INDEX(Import.PLE,Detalhamento!$E61,Detalhamento!AT$15)<=mediçao,OFFSET(Import.PLQ,$A61-1,AT$15-1,1,1),0),0),IF(ISNUMBER(INDEX(Import.PLE,Detalhamento!$E61,Detalhamento!AT$15)),IF(INDEX(Import.PLE,Detalhamento!$E61,Detalhamento!AT$15)<=mediçao,0,OFFSET(Import.PLQ,$A61-1,AT$15-1,1,1)),OFFSET(Import.PLQ,$A61-1,AT$15-1,1,1))))","v":0},{"$f":"IF(AU$13=\"\",0,CHOOSE(Detalhamento.OpçãoServiços,OFFSET(Import.PLQ,$A61-1,AU$15-1,1,1),IF(ISNUMBER(INDEX(Import.PLE,Detalhamento!$E61,Detalhamento!AU$15)),IF(INDEX(Import.PLE,Detalhamento!$E61,Detalhamento!AU$15)<=mediçao,OFFSET(Import.PLQ,$A61-1,AU$15-1,1,1),0),0),IF(ISNUMBER(INDEX(Import.PLE,Detalhamento!$E61,Detalhamento!AU$15)),IF(INDEX(Import.PLE,Detalhamento!$E61,Detalhamento!AU$15)<=mediçao,0,OFFSET(Import.PLQ,$A61-1,AU$15-1,1,1)),OFFSET(Import.PLQ,$A61-1,AU$15-1,1,1))))","v":0},{"$f":"IF(AV$13=\"\",0,CHOOSE(Detalhamento.OpçãoServiços,OFFSET(Import.PLQ,$A61-1,AV$15-1,1,1),IF(ISNUMBER(INDEX(Import.PLE,Detalhamento!$E61,Detalhamento!AV$15)),IF(INDEX(Import.PLE,Detalhamento!$E61,Detalhamento!AV$15)<=mediçao,OFFSET(Import.PLQ,$A61-1,AV$15-1,1,1),0),0),IF(ISNUMBER(INDEX(Import.PLE,Detalhamento!$E61,Detalhamento!AV$15)),IF(INDEX(Import.PLE,Detalhamento!$E61,Detalhamento!AV$15)<=mediçao,0,OFFSET(Import.PLQ,$A61-1,AV$15-1,1,1)),OFFSET(Import.PLQ,$A61-1,AV$15-1,1,1))))","v":0},{"$f":"IF(AW$13=\"\",0,CHOOSE(Detalhamento.OpçãoServiços,OFFSET(Import.PLQ,$A61-1,AW$15-1,1,1),IF(ISNUMBER(INDEX(Import.PLE,Detalhamento!$E61,Detalhamento!AW$15)),IF(INDEX(Import.PLE,Detalhamento!$E61,Detalhamento!AW$15)<=mediçao,OFFSET(Import.PLQ,$A61-1,AW$15-1,1,1),0),0),IF(ISNUMBER(INDEX(Import.PLE,Detalhamento!$E61,Detalhamento!AW$15)),IF(INDEX(Import.PLE,Detalhamento!$E61,Detalhamento!AW$15)<=mediçao,0,OFFSET(Import.PLQ,$A61-1,AW$15-1,1,1)),OFFSET(Import.PLQ,$A61-1,AW$15-1,1,1))))","v":0},{"$f":"IF(AX$13=\"\",0,CHOOSE(Detalhamento.OpçãoServiços,OFFSET(Import.PLQ,$A61-1,AX$15-1,1,1),IF(ISNUMBER(INDEX(Import.PLE,Detalhamento!$E61,Detalhamento!AX$15)),IF(INDEX(Import.PLE,Detalhamento!$E61,Detalhamento!AX$15)<=mediçao,OFFSET(Import.PLQ,$A61-1,AX$15-1,1,1),0),0),IF(ISNUMBER(INDEX(Import.PLE,Detalhamento!$E61,Detalhamento!AX$15)),IF(INDEX(Import.PLE,Detalhamento!$E61,Detalhamento!AX$15)<=mediçao,0,OFFSET(Import.PLQ,$A61-1,AX$15-1,1,1)),OFFSET(Import.PLQ,$A61-1,AX$15-1,1,1))))","v":0},{"$f":"IF(AY$13=\"\",0,CHOOSE(Detalhamento.OpçãoServiços,OFFSET(Import.PLQ,$A61-1,AY$15-1,1,1),IF(ISNUMBER(INDEX(Import.PLE,Detalhamento!$E61,Detalhamento!AY$15)),IF(INDEX(Import.PLE,Detalhamento!$E61,Detalhamento!AY$15)<=mediçao,OFFSET(Import.PLQ,$A61-1,AY$15-1,1,1),0),0),IF(ISNUMBER(INDEX(Import.PLE,Detalhamento!$E61,Detalhamento!AY$15)),IF(INDEX(Import.PLE,Detalhamento!$E61,Detalhamento!AY$15)<=mediçao,0,OFFSET(Import.PLQ,$A61-1,AY$15-1,1,1)),OFFSET(Import.PLQ,$A61-1,AY$15-1,1,1))))","v":0},{"$f":"IF(AZ$13=\"\",0,CHOOSE(Detalhamento.OpçãoServiços,OFFSET(Import.PLQ,$A61-1,AZ$15-1,1,1),IF(ISNUMBER(INDEX(Import.PLE,Detalhamento!$E61,Detalhamento!AZ$15)),IF(INDEX(Import.PLE,Detalhamento!$E61,Detalhamento!AZ$15)<=mediçao,OFFSET(Import.PLQ,$A61-1,AZ$15-1,1,1),0),0),IF(ISNUMBER(INDEX(Import.PLE,Detalhamento!$E61,Detalhamento!AZ$15)),IF(INDEX(Import.PLE,Detalhamento!$E61,Detalhamento!AZ$15)<=mediçao,0,OFFSET(Import.PLQ,$A61-1,AZ$15-1,1,1)),OFFSET(Import.PLQ,$A61-1,AZ$15-1,1,1))))","v":0},{"$f":"IF(BA$13=\"\",0,CHOOSE(Detalhamento.OpçãoServiços,OFFSET(Import.PLQ,$A61-1,BA$15-1,1,1),IF(ISNUMBER(INDEX(Import.PLE,Detalhamento!$E61,Detalhamento!BA$15)),IF(INDEX(Import.PLE,Detalhamento!$E61,Detalhamento!BA$15)<=mediçao,OFFSET(Import.PLQ,$A61-1,BA$15-1,1,1),0),0),IF(ISNUMBER(INDEX(Import.PLE,Detalhamento!$E61,Detalhamento!BA$15)),IF(INDEX(Import.PLE,Detalhamento!$E61,Detalhamento!BA$15)<=mediçao,0,OFFSET(Import.PLQ,$A61-1,BA$15-1,1,1)),OFFSET(Import.PLQ,$A61-1,BA$15-1,1,1))))","v":0},{"$f":"IF(BB$13=\"\",0,CHOOSE(Detalhamento.OpçãoServiços,OFFSET(Import.PLQ,$A61-1,BB$15-1,1,1),IF(ISNUMBER(INDEX(Import.PLE,Detalhamento!$E61,Detalhamento!BB$15)),IF(INDEX(Import.PLE,Detalhamento!$E61,Detalhamento!BB$15)<=mediçao,OFFSET(Import.PLQ,$A61-1,BB$15-1,1,1),0),0),IF(ISNUMBER(INDEX(Import.PLE,Detalhamento!$E61,Detalhamento!BB$15)),IF(INDEX(Import.PLE,Detalhamento!$E61,Detalhamento!BB$15)<=mediçao,0,OFFSET(Import.PLQ,$A61-1,BB$15-1,1,1)),OFFSET(Import.PLQ,$A61-1,BB$15-1,1,1))))","v":0},{"$f":"IF(BC$13=\"\",0,CHOOSE(Detalhamento.OpçãoServiços,OFFSET(Import.PLQ,$A61-1,BC$15-1,1,1),IF(ISNUMBER(INDEX(Import.PLE,Detalhamento!$E61,Detalhamento!BC$15)),IF(INDEX(Import.PLE,Detalhamento!$E61,Detalhamento!BC$15)<=mediçao,OFFSET(Import.PLQ,$A61-1,BC$15-1,1,1),0),0),IF(ISNUMBER(INDEX(Import.PLE,Detalhamento!$E61,Detalhamento!BC$15)),IF(INDEX(Import.PLE,Detalhamento!$E61,Detalhamento!BC$15)<=mediçao,0,OFFSET(Import.PLQ,$A61-1,BC$15-1,1,1)),OFFSET(Import.PLQ,$A61-1,BC$15-1,1,1))))","v":0},{"$f":"IF(BD$13=\"\",0,CHOOSE(Detalhamento.OpçãoServiços,OFFSET(Import.PLQ,$A61-1,BD$15-1,1,1),IF(ISNUMBER(INDEX(Import.PLE,Detalhamento!$E61,Detalhamento!BD$15)),IF(INDEX(Import.PLE,Detalhamento!$E61,Detalhamento!BD$15)<=mediçao,OFFSET(Import.PLQ,$A61-1,BD$15-1,1,1),0),0),IF(ISNUMBER(INDEX(Import.PLE,Detalhamento!$E61,Detalhamento!BD$15)),IF(INDEX(Import.PLE,Detalhamento!$E61,Detalhamento!BD$15)<=mediçao,0,OFFSET(Import.PLQ,$A61-1,BD$15-1,1,1)),OFFSET(Import.PLQ,$A61-1,BD$15-1,1,1))))","v":0},{"$f":"IF(BE$13=\"\",0,CHOOSE(Detalhamento.OpçãoServiços,OFFSET(Import.PLQ,$A61-1,BE$15-1,1,1),IF(ISNUMBER(INDEX(Import.PLE,Detalhamento!$E61,Detalhamento!BE$15)),IF(INDEX(Import.PLE,Detalhamento!$E61,Detalhamento!BE$15)<=mediçao,OFFSET(Import.PLQ,$A61-1,BE$15-1,1,1),0),0),IF(ISNUMBER(INDEX(Import.PLE,Detalhamento!$E61,Detalhamento!BE$15)),IF(INDEX(Import.PLE,Detalhamento!$E61,Detalhamento!BE$15)<=mediçao,0,OFFSET(Import.PLQ,$A61-1,BE$15-1,1,1)),OFFSET(Import.PLQ,$A61-1,BE$15-1,1,1))))","v":0},{"$f":"IF(BF$13=\"\",0,CHOOSE(Detalhamento.OpçãoServiços,OFFSET(Import.PLQ,$A61-1,BF$15-1,1,1),IF(ISNUMBER(INDEX(Import.PLE,Detalhamento!$E61,Detalhamento!BF$15)),IF(INDEX(Import.PLE,Detalhamento!$E61,Detalhamento!BF$15)<=mediçao,OFFSET(Import.PLQ,$A61-1,BF$15-1,1,1),0),0),IF(ISNUMBER(INDEX(Import.PLE,Detalhamento!$E61,Detalhamento!BF$15)),IF(INDEX(Import.PLE,Detalhamento!$E61,Detalhamento!BF$15)<=mediçao,0,OFFSET(Import.PLQ,$A61-1,BF$15-1,1,1)),OFFSET(Import.PLQ,$A61-1,BF$15-1,1,1))))","v":0},{"$f":"IF(BG$13=\"\",0,CHOOSE(Detalhamento.OpçãoServiços,OFFSET(Import.PLQ,$A61-1,BG$15-1,1,1),IF(ISNUMBER(INDEX(Import.PLE,Detalhamento!$E61,Detalhamento!BG$15)),IF(INDEX(Import.PLE,Detalhamento!$E61,Detalhamento!BG$15)<=mediçao,OFFSET(Import.PLQ,$A61-1,BG$15-1,1,1),0),0),IF(ISNUMBER(INDEX(Import.PLE,Detalhamento!$E61,Detalhamento!BG$15)),IF(INDEX(Import.PLE,Detalhamento!$E61,Detalhamento!BG$15)<=mediçao,0,OFFSET(Import.PLQ,$A61-1,BG$15-1,1,1)),OFFSET(Import.PLQ,$A61-1,BG$15-1,1,1))))","v":0},{"$f":"IF(BH$13=\"\",0,CHOOSE(Detalhamento.OpçãoServiços,OFFSET(Import.PLQ,$A61-1,BH$15-1,1,1),IF(ISNUMBER(INDEX(Import.PLE,Detalhamento!$E61,Detalhamento!BH$15)),IF(INDEX(Import.PLE,Detalhamento!$E61,Detalhamento!BH$15)<=mediçao,OFFSET(Import.PLQ,$A61-1,BH$15-1,1,1),0),0),IF(ISNUMBER(INDEX(Import.PLE,Detalhamento!$E61,Detalhamento!BH$15)),IF(INDEX(Import.PLE,Detalhamento!$E61,Detalhamento!BH$15)<=mediçao,0,OFFSET(Import.PLQ,$A61-1,BH$15-1,1,1)),OFFSET(Import.PLQ,$A61-1,BH$15-1,1,1))))","v":0},{"$f":"IF(BI$13=\"\",0,CHOOSE(Detalhamento.OpçãoServiços,OFFSET(Import.PLQ,$A61-1,BI$15-1,1,1),IF(ISNUMBER(INDEX(Import.PLE,Detalhamento!$E61,Detalhamento!BI$15)),IF(INDEX(Import.PLE,Detalhamento!$E61,Detalhamento!BI$15)<=mediçao,OFFSET(Import.PLQ,$A61-1,BI$15-1,1,1),0),0),IF(ISNUMBER(INDEX(Import.PLE,Detalhamento!$E61,Detalhamento!BI$15)),IF(INDEX(Import.PLE,Detalhamento!$E61,Detalhamento!BI$15)<=mediçao,0,OFFSET(Import.PLQ,$A61-1,BI$15-1,1,1)),OFFSET(Import.PLQ,$A61-1,BI$15-1,1,1))))","v":0}]
[33,"Serviço",null,null,12,120033,"1.8.3.","PISO PODOTATIL DE CONCRETO ALERTA/DIRECIONAL *40 X 40 X 2,5*CM, SOBRE LASTRO DE CONCRETO ESPESSURA 3 CM E REJUNTE CIMENTICIO","M2",8.24,null,{"$f":"IF(L$13=\"\",0,CHOOSE(Detalhamento.OpçãoServiços,OFFSET(Import.PLQ,$A62-1,L$15-1,1,1),IF(ISNUMBER(INDEX(Import.PLE,Detalhamento!$E62,Detalhamento!L$15)),IF(INDEX(Import.PLE,Detalhamento!$E62,Detalhamento!L$15)<=mediçao,OFFSET(Import.PLQ,$A62-1,L$15-1,1,1),0),0),IF(ISNUMBER(INDEX(Import.PLE,Detalhamento!$E62,Detalhamento!L$15)),IF(INDEX(Import.PLE,Detalhamento!$E62,Detalhamento!L$15)<=mediçao,0,OFFSET(Import.PLQ,$A62-1,L$15-1,1,1)),OFFSET(Import.PLQ,$A62-1,L$15-1,1,1))))","v":8.24},{"$f":"IF(M$13=\"\",0,CHOOSE(Detalhamento.OpçãoServiços,OFFSET(Import.PLQ,$A62-1,M$15-1,1,1),IF(ISNUMBER(INDEX(Import.PLE,Detalhamento!$E62,Detalhamento!M$15)),IF(INDEX(Import.PLE,Detalhamento!$E62,Detalhamento!M$15)<=mediçao,OFFSET(Import.PLQ,$A62-1,M$15-1,1,1),0),0),IF(ISNUMBER(INDEX(Import.PLE,Detalhamento!$E62,Detalhamento!M$15)),IF(INDEX(Import.PLE,Detalhamento!$E62,Detalhamento!M$15)<=mediçao,0,OFFSET(Import.PLQ,$A62-1,M$15-1,1,1)),OFFSET(Import.PLQ,$A62-1,M$15-1,1,1))))","v":0},{"$f":"IF(N$13=\"\",0,CHOOSE(Detalhamento.OpçãoServiços,OFFSET(Import.PLQ,$A62-1,N$15-1,1,1),IF(ISNUMBER(INDEX(Import.PLE,Detalhamento!$E62,Detalhamento!N$15)),IF(INDEX(Import.PLE,Detalhamento!$E62,Detalhamento!N$15)<=mediçao,OFFSET(Import.PLQ,$A62-1,N$15-1,1,1),0),0),IF(ISNUMBER(INDEX(Import.PLE,Detalhamento!$E62,Detalhamento!N$15)),IF(INDEX(Import.PLE,Detalhamento!$E62,Detalhamento!N$15)<=mediçao,0,OFFSET(Import.PLQ,$A62-1,N$15-1,1,1)),OFFSET(Import.PLQ,$A62-1,N$15-1,1,1))))","v":0},{"$f":"IF(O$13=\"\",0,CHOOSE(Detalhamento.OpçãoServiços,OFFSET(Import.PLQ,$A62-1,O$15-1,1,1),IF(ISNUMBER(INDEX(Import.PLE,Detalhamento!$E62,Detalhamento!O$15)),IF(INDEX(Import.PLE,Detalhamento!$E62,Detalhamento!O$15)<=mediçao,OFFSET(Import.PLQ,$A62-1,O$15-1,1,1),0),0),IF(ISNUMBER(INDEX(Import.PLE,Detalhamento!$E62,Detalhamento!O$15)),IF(INDEX(Import.PLE,Detalhamento!$E62,Detalhamento!O$15)<=mediçao,0,OFFSET(Import.PLQ,$A62-1,O$15-1,1,1)),OFFSET(Import.PLQ,$A62-1,O$15-1,1,1))))","v":0},{"$f":"IF(P$13=\"\",0,CHOOSE(Detalhamento.OpçãoServiços,OFFSET(Import.PLQ,$A62-1,P$15-1,1,1),IF(ISNUMBER(INDEX(Import.PLE,Detalhamento!$E62,Detalhamento!P$15)),IF(INDEX(Import.PLE,Detalhamento!$E62,Detalhamento!P$15)<=mediçao,OFFSET(Import.PLQ,$A62-1,P$15-1,1,1),0),0),IF(ISNUMBER(INDEX(Import.PLE,Detalhamento!$E62,Detalhamento!P$15)),IF(INDEX(Import.PLE,Detalhamento!$E62,Detalhamento!P$15)<=mediçao,0,OFFSET(Import.PLQ,$A62-1,P$15-1,1,1)),OFFSET(Import.PLQ,$A62-1,P$15-1,1,1))))","v":0},{"$f":"IF(Q$13=\"\",0,CHOOSE(Detalhamento.OpçãoServiços,OFFSET(Import.PLQ,$A62-1,Q$15-1,1,1),IF(ISNUMBER(INDEX(Import.PLE,Detalhamento!$E62,Detalhamento!Q$15)),IF(INDEX(Import.PLE,Detalhamento!$E62,Detalhamento!Q$15)<=mediçao,OFFSET(Import.PLQ,$A62-1,Q$15-1,1,1),0),0),IF(ISNUMBER(INDEX(Import.PLE,Detalhamento!$E62,Detalhamento!Q$15)),IF(INDEX(Import.PLE,Detalhamento!$E62,Detalhamento!Q$15)<=mediçao,0,OFFSET(Import.PLQ,$A62-1,Q$15-1,1,1)),OFFSET(Import.PLQ,$A62-1,Q$15-1,1,1))))","v":0},{"$f":"IF(R$13=\"\",0,CHOOSE(Detalhamento.OpçãoServiços,OFFSET(Import.PLQ,$A62-1,R$15-1,1,1),IF(ISNUMBER(INDEX(Import.PLE,Detalhamento!$E62,Detalhamento!R$15)),IF(INDEX(Import.PLE,Detalhamento!$E62,Detalhamento!R$15)<=mediçao,OFFSET(Import.PLQ,$A62-1,R$15-1,1,1),0),0),IF(ISNUMBER(INDEX(Import.PLE,Detalhamento!$E62,Detalhamento!R$15)),IF(INDEX(Import.PLE,Detalhamento!$E62,Detalhamento!R$15)<=mediçao,0,OFFSET(Import.PLQ,$A62-1,R$15-1,1,1)),OFFSET(Import.PLQ,$A62-1,R$15-1,1,1))))","v":0},{"$f":"IF(S$13=\"\",0,CHOOSE(Detalhamento.OpçãoServiços,OFFSET(Import.PLQ,$A62-1,S$15-1,1,1),IF(ISNUMBER(INDEX(Import.PLE,Detalhamento!$E62,Detalhamento!S$15)),IF(INDEX(Import.PLE,Detalhamento!$E62,Detalhamento!S$15)<=mediçao,OFFSET(Import.PLQ,$A62-1,S$15-1,1,1),0),0),IF(ISNUMBER(INDEX(Import.PLE,Detalhamento!$E62,Detalhamento!S$15)),IF(INDEX(Import.PLE,Detalhamento!$E62,Detalhamento!S$15)<=mediçao,0,OFFSET(Import.PLQ,$A62-1,S$15-1,1,1)),OFFSET(Import.PLQ,$A62-1,S$15-1,1,1))))","v":0},{"$f":"IF(T$13=\"\",0,CHOOSE(Detalhamento.OpçãoServiços,OFFSET(Import.PLQ,$A62-1,T$15-1,1,1),IF(ISNUMBER(INDEX(Import.PLE,Detalhamento!$E62,Detalhamento!T$15)),IF(INDEX(Import.PLE,Detalhamento!$E62,Detalhamento!T$15)<=mediçao,OFFSET(Import.PLQ,$A62-1,T$15-1,1,1),0),0),IF(ISNUMBER(INDEX(Import.PLE,Detalhamento!$E62,Detalhamento!T$15)),IF(INDEX(Import.PLE,Detalhamento!$E62,Detalhamento!T$15)<=mediçao,0,OFFSET(Import.PLQ,$A62-1,T$15-1,1,1)),OFFSET(Import.PLQ,$A62-1,T$15-1,1,1))))","v":0},{"$f":"IF(U$13=\"\",0,CHOOSE(Detalhamento.OpçãoServiços,OFFSET(Import.PLQ,$A62-1,U$15-1,1,1),IF(ISNUMBER(INDEX(Import.PLE,Detalhamento!$E62,Detalhamento!U$15)),IF(INDEX(Import.PLE,Detalhamento!$E62,Detalhamento!U$15)<=mediçao,OFFSET(Import.PLQ,$A62-1,U$15-1,1,1),0),0),IF(ISNUMBER(INDEX(Import.PLE,Detalhamento!$E62,Detalhamento!U$15)),IF(INDEX(Import.PLE,Detalhamento!$E62,Detalhamento!U$15)<=mediçao,0,OFFSET(Import.PLQ,$A62-1,U$15-1,1,1)),OFFSET(Import.PLQ,$A62-1,U$15-1,1,1))))","v":0},{"$f":"IF(V$13=\"\",0,CHOOSE(Detalhamento.OpçãoServiços,OFFSET(Import.PLQ,$A62-1,V$15-1,1,1),IF(ISNUMBER(INDEX(Import.PLE,Detalhamento!$E62,Detalhamento!V$15)),IF(INDEX(Import.PLE,Detalhamento!$E62,Detalhamento!V$15)<=mediçao,OFFSET(Import.PLQ,$A62-1,V$15-1,1,1),0),0),IF(ISNUMBER(INDEX(Import.PLE,Detalhamento!$E62,Detalhamento!V$15)),IF(INDEX(Import.PLE,Detalhamento!$E62,Detalhamento!V$15)<=mediçao,0,OFFSET(Import.PLQ,$A62-1,V$15-1,1,1)),OFFSET(Import.PLQ,$A62-1,V$15-1,1,1))))","v":0},{"$f":"IF(W$13=\"\",0,CHOOSE(Detalhamento.OpçãoServiços,OFFSET(Import.PLQ,$A62-1,W$15-1,1,1),IF(ISNUMBER(INDEX(Import.PLE,Detalhamento!$E62,Detalhamento!W$15)),IF(INDEX(Import.PLE,Detalhamento!$E62,Detalhamento!W$15)<=mediçao,OFFSET(Import.PLQ,$A62-1,W$15-1,1,1),0),0),IF(ISNUMBER(INDEX(Import.PLE,Detalhamento!$E62,Detalhamento!W$15)),IF(INDEX(Import.PLE,Detalhamento!$E62,Detalhamento!W$15)<=mediçao,0,OFFSET(Import.PLQ,$A62-1,W$15-1,1,1)),OFFSET(Import.PLQ,$A62-1,W$15-1,1,1))))","v":0},{"$f":"IF(X$13=\"\",0,CHOOSE(Detalhamento.OpçãoServiços,OFFSET(Import.PLQ,$A62-1,X$15-1,1,1),IF(ISNUMBER(INDEX(Import.PLE,Detalhamento!$E62,Detalhamento!X$15)),IF(INDEX(Import.PLE,Detalhamento!$E62,Detalhamento!X$15)<=mediçao,OFFSET(Import.PLQ,$A62-1,X$15-1,1,1),0),0),IF(ISNUMBER(INDEX(Import.PLE,Detalhamento!$E62,Detalhamento!X$15)),IF(INDEX(Import.PLE,Detalhamento!$E62,Detalhamento!X$15)<=mediçao,0,OFFSET(Import.PLQ,$A62-1,X$15-1,1,1)),OFFSET(Import.PLQ,$A62-1,X$15-1,1,1))))","v":0},{"$f":"IF(Y$13=\"\",0,CHOOSE(Detalhamento.OpçãoServiços,OFFSET(Import.PLQ,$A62-1,Y$15-1,1,1),IF(ISNUMBER(INDEX(Import.PLE,Detalhamento!$E62,Detalhamento!Y$15)),IF(INDEX(Import.PLE,Detalhamento!$E62,Detalhamento!Y$15)<=mediçao,OFFSET(Import.PLQ,$A62-1,Y$15-1,1,1),0),0),IF(ISNUMBER(INDEX(Import.PLE,Detalhamento!$E62,Detalhamento!Y$15)),IF(INDEX(Import.PLE,Detalhamento!$E62,Detalhamento!Y$15)<=mediçao,0,OFFSET(Import.PLQ,$A62-1,Y$15-1,1,1)),OFFSET(Import.PLQ,$A62-1,Y$15-1,1,1))))","v":0},{"$f":"IF(Z$13=\"\",0,CHOOSE(Detalhamento.OpçãoServiços,OFFSET(Import.PLQ,$A62-1,Z$15-1,1,1),IF(ISNUMBER(INDEX(Import.PLE,Detalhamento!$E62,Detalhamento!Z$15)),IF(INDEX(Import.PLE,Detalhamento!$E62,Detalhamento!Z$15)<=mediçao,OFFSET(Import.PLQ,$A62-1,Z$15-1,1,1),0),0),IF(ISNUMBER(INDEX(Import.PLE,Detalhamento!$E62,Detalhamento!Z$15)),IF(INDEX(Import.PLE,Detalhamento!$E62,Detalhamento!Z$15)<=mediçao,0,OFFSET(Import.PLQ,$A62-1,Z$15-1,1,1)),OFFSET(Import.PLQ,$A62-1,Z$15-1,1,1))))","v":0},{"$f":"IF(AA$13=\"\",0,CHOOSE(Detalhamento.OpçãoServiços,OFFSET(Import.PLQ,$A62-1,AA$15-1,1,1),IF(ISNUMBER(INDEX(Import.PLE,Detalhamento!$E62,Detalhamento!AA$15)),IF(INDEX(Import.PLE,Detalhamento!$E62,Detalhamento!AA$15)<=mediçao,OFFSET(Import.PLQ,$A62-1,AA$15-1,1,1),0),0),IF(ISNUMBER(INDEX(Import.PLE,Detalhamento!$E62,Detalhamento!AA$15)),IF(INDEX(Import.PLE,Detalhamento!$E62,Detalhamento!AA$15)<=mediçao,0,OFFSET(Import.PLQ,$A62-1,AA$15-1,1,1)),OFFSET(Import.PLQ,$A62-1,AA$15-1,1,1))))","v":0},{"$f":"IF(AB$13=\"\",0,CHOOSE(Detalhamento.OpçãoServiços,OFFSET(Import.PLQ,$A62-1,AB$15-1,1,1),IF(ISNUMBER(INDEX(Import.PLE,Detalhamento!$E62,Detalhamento!AB$15)),IF(INDEX(Import.PLE,Detalhamento!$E62,Detalhamento!AB$15)<=mediçao,OFFSET(Import.PLQ,$A62-1,AB$15-1,1,1),0),0),IF(ISNUMBER(INDEX(Import.PLE,Detalhamento!$E62,Detalhamento!AB$15)),IF(INDEX(Import.PLE,Detalhamento!$E62,Detalhamento!AB$15)<=mediçao,0,OFFSET(Import.PLQ,$A62-1,AB$15-1,1,1)),OFFSET(Import.PLQ,$A62-1,AB$15-1,1,1))))","v":0},{"$f":"IF(AC$13=\"\",0,CHOOSE(Detalhamento.OpçãoServiços,OFFSET(Import.PLQ,$A62-1,AC$15-1,1,1),IF(ISNUMBER(INDEX(Import.PLE,Detalhamento!$E62,Detalhamento!AC$15)),IF(INDEX(Import.PLE,Detalhamento!$E62,Detalhamento!AC$15)<=mediçao,OFFSET(Import.PLQ,$A62-1,AC$15-1,1,1),0),0),IF(ISNUMBER(INDEX(Import.PLE,Detalhamento!$E62,Detalhamento!AC$15)),IF(INDEX(Import.PLE,Detalhamento!$E62,Detalhamento!AC$15)<=mediçao,0,OFFSET(Import.PLQ,$A62-1,AC$15-1,1,1)),OFFSET(Import.PLQ,$A62-1,AC$15-1,1,1))))","v":0},{"$f":"IF(AD$13=\"\",0,CHOOSE(Detalhamento.OpçãoServiços,OFFSET(Import.PLQ,$A62-1,AD$15-1,1,1),IF(ISNUMBER(INDEX(Import.PLE,Detalhamento!$E62,Detalhamento!AD$15)),IF(INDEX(Import.PLE,Detalhamento!$E62,Detalhamento!AD$15)<=mediçao,OFFSET(Import.PLQ,$A62-1,AD$15-1,1,1),0),0),IF(ISNUMBER(INDEX(Import.PLE,Detalhamento!$E62,Detalhamento!AD$15)),IF(INDEX(Import.PLE,Detalhamento!$E62,Detalhamento!AD$15)<=mediçao,0,OFFSET(Import.PLQ,$A62-1,AD$15-1,1,1)),OFFSET(Import.PLQ,$A62-1,AD$15-1,1,1))))","v":0},{"$f":"IF(AE$13=\"\",0,CHOOSE(Detalhamento.OpçãoServiços,OFFSET(Import.PLQ,$A62-1,AE$15-1,1,1),IF(ISNUMBER(INDEX(Import.PLE,Detalhamento!$E62,Detalhamento!AE$15)),IF(INDEX(Import.PLE,Detalhamento!$E62,Detalhamento!AE$15)<=mediçao,OFFSET(Import.PLQ,$A62-1,AE$15-1,1,1),0),0),IF(ISNUMBER(INDEX(Import.PLE,Detalhamento!$E62,Detalhamento!AE$15)),IF(INDEX(Import.PLE,Detalhamento!$E62,Detalhamento!AE$15)<=mediçao,0,OFFSET(Import.PLQ,$A62-1,AE$15-1,1,1)),OFFSET(Import.PLQ,$A62-1,AE$15-1,1,1))))","v":0},{"$f":"IF(AF$13=\"\",0,CHOOSE(Detalhamento.OpçãoServiços,OFFSET(Import.PLQ,$A62-1,AF$15-1,1,1),IF(ISNUMBER(INDEX(Import.PLE,Detalhamento!$E62,Detalhamento!AF$15)),IF(INDEX(Import.PLE,Detalhamento!$E62,Detalhamento!AF$15)<=mediçao,OFFSET(Import.PLQ,$A62-1,AF$15-1,1,1),0),0),IF(ISNUMBER(INDEX(Import.PLE,Detalhamento!$E62,Detalhamento!AF$15)),IF(INDEX(Import.PLE,Detalhamento!$E62,Detalhamento!AF$15)<=mediçao,0,OFFSET(Import.PLQ,$A62-1,AF$15-1,1,1)),OFFSET(Import.PLQ,$A62-1,AF$15-1,1,1))))","v":0},{"$f":"IF(AG$13=\"\",0,CHOOSE(Detalhamento.OpçãoServiços,OFFSET(Import.PLQ,$A62-1,AG$15-1,1,1),IF(ISNUMBER(INDEX(Import.PLE,Detalhamento!$E62,Detalhamento!AG$15)),IF(INDEX(Import.PLE,Detalhamento!$E62,Detalhamento!AG$15)<=mediçao,OFFSET(Import.PLQ,$A62-1,AG$15-1,1,1),0),0),IF(ISNUMBER(INDEX(Import.PLE,Detalhamento!$E62,Detalhamento!AG$15)),IF(INDEX(Import.PLE,Detalhamento!$E62,Detalhamento!AG$15)<=mediçao,0,OFFSET(Import.PLQ,$A62-1,AG$15-1,1,1)),OFFSET(Import.PLQ,$A62-1,AG$15-1,1,1))))","v":0},{"$f":"IF(AH$13=\"\",0,CHOOSE(Detalhamento.OpçãoServiços,OFFSET(Import.PLQ,$A62-1,AH$15-1,1,1),IF(ISNUMBER(INDEX(Import.PLE,Detalhamento!$E62,Detalhamento!AH$15)),IF(INDEX(Import.PLE,Detalhamento!$E62,Detalhamento!AH$15)<=mediçao,OFFSET(Import.PLQ,$A62-1,AH$15-1,1,1),0),0),IF(ISNUMBER(INDEX(Import.PLE,Detalhamento!$E62,Detalhamento!AH$15)),IF(INDEX(Import.PLE,Detalhamento!$E62,Detalhamento!AH$15)<=mediçao,0,OFFSET(Import.PLQ,$A62-1,AH$15-1,1,1)),OFFSET(Import.PLQ,$A62-1,AH$15-1,1,1))))","v":0},{"$f":"IF(AI$13=\"\",0,CHOOSE(Detalhamento.OpçãoServiços,OFFSET(Import.PLQ,$A62-1,AI$15-1,1,1),IF(ISNUMBER(INDEX(Import.PLE,Detalhamento!$E62,Detalhamento!AI$15)),IF(INDEX(Import.PLE,Detalhamento!$E62,Detalhamento!AI$15)<=mediçao,OFFSET(Import.PLQ,$A62-1,AI$15-1,1,1),0),0),IF(ISNUMBER(INDEX(Import.PLE,Detalhamento!$E62,Detalhamento!AI$15)),IF(INDEX(Import.PLE,Detalhamento!$E62,Detalhamento!AI$15)<=mediçao,0,OFFSET(Import.PLQ,$A62-1,AI$15-1,1,1)),OFFSET(Import.PLQ,$A62-1,AI$15-1,1,1))))","v":0},{"$f":"IF(AJ$13=\"\",0,CHOOSE(Detalhamento.OpçãoServiços,OFFSET(Import.PLQ,$A62-1,AJ$15-1,1,1),IF(ISNUMBER(INDEX(Import.PLE,Detalhamento!$E62,Detalhamento!AJ$15)),IF(INDEX(Import.PLE,Detalhamento!$E62,Detalhamento!AJ$15)<=mediçao,OFFSET(Import.PLQ,$A62-1,AJ$15-1,1,1),0),0),IF(ISNUMBER(INDEX(Import.PLE,Detalhamento!$E62,Detalhamento!AJ$15)),IF(INDEX(Import.PLE,Detalhamento!$E62,Detalhamento!AJ$15)<=mediçao,0,OFFSET(Import.PLQ,$A62-1,AJ$15-1,1,1)),OFFSET(Import.PLQ,$A62-1,AJ$15-1,1,1))))","v":0},{"$f":"IF(AK$13=\"\",0,CHOOSE(Detalhamento.OpçãoServiços,OFFSET(Import.PLQ,$A62-1,AK$15-1,1,1),IF(ISNUMBER(INDEX(Import.PLE,Detalhamento!$E62,Detalhamento!AK$15)),IF(INDEX(Import.PLE,Detalhamento!$E62,Detalhamento!AK$15)<=mediçao,OFFSET(Import.PLQ,$A62-1,AK$15-1,1,1),0),0),IF(ISNUMBER(INDEX(Import.PLE,Detalhamento!$E62,Detalhamento!AK$15)),IF(INDEX(Import.PLE,Detalhamento!$E62,Detalhamento!AK$15)<=mediçao,0,OFFSET(Import.PLQ,$A62-1,AK$15-1,1,1)),OFFSET(Import.PLQ,$A62-1,AK$15-1,1,1))))","v":0},{"$f":"IF(AL$13=\"\",0,CHOOSE(Detalhamento.OpçãoServiços,OFFSET(Import.PLQ,$A62-1,AL$15-1,1,1),IF(ISNUMBER(INDEX(Import.PLE,Detalhamento!$E62,Detalhamento!AL$15)),IF(INDEX(Import.PLE,Detalhamento!$E62,Detalhamento!AL$15)<=mediçao,OFFSET(Import.PLQ,$A62-1,AL$15-1,1,1),0),0),IF(ISNUMBER(INDEX(Import.PLE,Detalhamento!$E62,Detalhamento!AL$15)),IF(INDEX(Import.PLE,Detalhamento!$E62,Detalhamento!AL$15)<=mediçao,0,OFFSET(Import.PLQ,$A62-1,AL$15-1,1,1)),OFFSET(Import.PLQ,$A62-1,AL$15-1,1,1))))","v":0},{"$f":"IF(AM$13=\"\",0,CHOOSE(Detalhamento.OpçãoServiços,OFFSET(Import.PLQ,$A62-1,AM$15-1,1,1),IF(ISNUMBER(INDEX(Import.PLE,Detalhamento!$E62,Detalhamento!AM$15)),IF(INDEX(Import.PLE,Detalhamento!$E62,Detalhamento!AM$15)<=mediçao,OFFSET(Import.PLQ,$A62-1,AM$15-1,1,1),0),0),IF(ISNUMBER(INDEX(Import.PLE,Detalhamento!$E62,Detalhamento!AM$15)),IF(INDEX(Import.PLE,Detalhamento!$E62,Detalhamento!AM$15)<=mediçao,0,OFFSET(Import.PLQ,$A62-1,AM$15-1,1,1)),OFFSET(Import.PLQ,$A62-1,AM$15-1,1,1))))","v":0},{"$f":"IF(AN$13=\"\",0,CHOOSE(Detalhamento.OpçãoServiços,OFFSET(Import.PLQ,$A62-1,AN$15-1,1,1),IF(ISNUMBER(INDEX(Import.PLE,Detalhamento!$E62,Detalhamento!AN$15)),IF(INDEX(Import.PLE,Detalhamento!$E62,Detalhamento!AN$15)<=mediçao,OFFSET(Import.PLQ,$A62-1,AN$15-1,1,1),0),0),IF(ISNUMBER(INDEX(Import.PLE,Detalhamento!$E62,Detalhamento!AN$15)),IF(INDEX(Import.PLE,Detalhamento!$E62,Detalhamento!AN$15)<=mediçao,0,OFFSET(Import.PLQ,$A62-1,AN$15-1,1,1)),OFFSET(Import.PLQ,$A62-1,AN$15-1,1,1))))","v":0},{"$f":"IF(AO$13=\"\",0,CHOOSE(Detalhamento.OpçãoServiços,OFFSET(Import.PLQ,$A62-1,AO$15-1,1,1),IF(ISNUMBER(INDEX(Import.PLE,Detalhamento!$E62,Detalhamento!AO$15)),IF(INDEX(Import.PLE,Detalhamento!$E62,Detalhamento!AO$15)<=mediçao,OFFSET(Import.PLQ,$A62-1,AO$15-1,1,1),0),0),IF(ISNUMBER(INDEX(Import.PLE,Detalhamento!$E62,Detalhamento!AO$15)),IF(INDEX(Import.PLE,Detalhamento!$E62,Detalhamento!AO$15)<=mediçao,0,OFFSET(Import.PLQ,$A62-1,AO$15-1,1,1)),OFFSET(Import.PLQ,$A62-1,AO$15-1,1,1))))","v":0},{"$f":"IF(AP$13=\"\",0,CHOOSE(Detalhamento.OpçãoServiços,OFFSET(Import.PLQ,$A62-1,AP$15-1,1,1),IF(ISNUMBER(INDEX(Import.PLE,Detalhamento!$E62,Detalhamento!AP$15)),IF(INDEX(Import.PLE,Detalhamento!$E62,Detalhamento!AP$15)<=mediçao,OFFSET(Import.PLQ,$A62-1,AP$15-1,1,1),0),0),IF(ISNUMBER(INDEX(Import.PLE,Detalhamento!$E62,Detalhamento!AP$15)),IF(INDEX(Import.PLE,Detalhamento!$E62,Detalhamento!AP$15)<=mediçao,0,OFFSET(Import.PLQ,$A62-1,AP$15-1,1,1)),OFFSET(Import.PLQ,$A62-1,AP$15-1,1,1))))","v":0},{"$f":"IF(AQ$13=\"\",0,CHOOSE(Detalhamento.OpçãoServiços,OFFSET(Import.PLQ,$A62-1,AQ$15-1,1,1),IF(ISNUMBER(INDEX(Import.PLE,Detalhamento!$E62,Detalhamento!AQ$15)),IF(INDEX(Import.PLE,Detalhamento!$E62,Detalhamento!AQ$15)<=mediçao,OFFSET(Import.PLQ,$A62-1,AQ$15-1,1,1),0),0),IF(ISNUMBER(INDEX(Import.PLE,Detalhamento!$E62,Detalhamento!AQ$15)),IF(INDEX(Import.PLE,Detalhamento!$E62,Detalhamento!AQ$15)<=mediçao,0,OFFSET(Import.PLQ,$A62-1,AQ$15-1,1,1)),OFFSET(Import.PLQ,$A62-1,AQ$15-1,1,1))))","v":0},{"$f":"IF(AR$13=\"\",0,CHOOSE(Detalhamento.OpçãoServiços,OFFSET(Import.PLQ,$A62-1,AR$15-1,1,1),IF(ISNUMBER(INDEX(Import.PLE,Detalhamento!$E62,Detalhamento!AR$15)),IF(INDEX(Import.PLE,Detalhamento!$E62,Detalhamento!AR$15)<=mediçao,OFFSET(Import.PLQ,$A62-1,AR$15-1,1,1),0),0),IF(ISNUMBER(INDEX(Import.PLE,Detalhamento!$E62,Detalhamento!AR$15)),IF(INDEX(Import.PLE,Detalhamento!$E62,Detalhamento!AR$15)<=mediçao,0,OFFSET(Import.PLQ,$A62-1,AR$15-1,1,1)),OFFSET(Import.PLQ,$A62-1,AR$15-1,1,1))))","v":0},{"$f":"IF(AS$13=\"\",0,CHOOSE(Detalhamento.OpçãoServiços,OFFSET(Import.PLQ,$A62-1,AS$15-1,1,1),IF(ISNUMBER(INDEX(Import.PLE,Detalhamento!$E62,Detalhamento!AS$15)),IF(INDEX(Import.PLE,Detalhamento!$E62,Detalhamento!AS$15)<=mediçao,OFFSET(Import.PLQ,$A62-1,AS$15-1,1,1),0),0),IF(ISNUMBER(INDEX(Import.PLE,Detalhamento!$E62,Detalhamento!AS$15)),IF(INDEX(Import.PLE,Detalhamento!$E62,Detalhamento!AS$15)<=mediçao,0,OFFSET(Import.PLQ,$A62-1,AS$15-1,1,1)),OFFSET(Import.PLQ,$A62-1,AS$15-1,1,1))))","v":0},{"$f":"IF(AT$13=\"\",0,CHOOSE(Detalhamento.OpçãoServiços,OFFSET(Import.PLQ,$A62-1,AT$15-1,1,1),IF(ISNUMBER(INDEX(Import.PLE,Detalhamento!$E62,Detalhamento!AT$15)),IF(INDEX(Import.PLE,Detalhamento!$E62,Detalhamento!AT$15)<=mediçao,OFFSET(Import.PLQ,$A62-1,AT$15-1,1,1),0),0),IF(ISNUMBER(INDEX(Import.PLE,Detalhamento!$E62,Detalhamento!AT$15)),IF(INDEX(Import.PLE,Detalhamento!$E62,Detalhamento!AT$15)<=mediçao,0,OFFSET(Import.PLQ,$A62-1,AT$15-1,1,1)),OFFSET(Import.PLQ,$A62-1,AT$15-1,1,1))))","v":0},{"$f":"IF(AU$13=\"\",0,CHOOSE(Detalhamento.OpçãoServiços,OFFSET(Import.PLQ,$A62-1,AU$15-1,1,1),IF(ISNUMBER(INDEX(Import.PLE,Detalhamento!$E62,Detalhamento!AU$15)),IF(INDEX(Import.PLE,Detalhamento!$E62,Detalhamento!AU$15)<=mediçao,OFFSET(Import.PLQ,$A62-1,AU$15-1,1,1),0),0),IF(ISNUMBER(INDEX(Import.PLE,Detalhamento!$E62,Detalhamento!AU$15)),IF(INDEX(Import.PLE,Detalhamento!$E62,Detalhamento!AU$15)<=mediçao,0,OFFSET(Import.PLQ,$A62-1,AU$15-1,1,1)),OFFSET(Import.PLQ,$A62-1,AU$15-1,1,1))))","v":0},{"$f":"IF(AV$13=\"\",0,CHOOSE(Detalhamento.OpçãoServiços,OFFSET(Import.PLQ,$A62-1,AV$15-1,1,1),IF(ISNUMBER(INDEX(Import.PLE,Detalhamento!$E62,Detalhamento!AV$15)),IF(INDEX(Import.PLE,Detalhamento!$E62,Detalhamento!AV$15)<=mediçao,OFFSET(Import.PLQ,$A62-1,AV$15-1,1,1),0),0),IF(ISNUMBER(INDEX(Import.PLE,Detalhamento!$E62,Detalhamento!AV$15)),IF(INDEX(Import.PLE,Detalhamento!$E62,Detalhamento!AV$15)<=mediçao,0,OFFSET(Import.PLQ,$A62-1,AV$15-1,1,1)),OFFSET(Import.PLQ,$A62-1,AV$15-1,1,1))))","v":0},{"$f":"IF(AW$13=\"\",0,CHOOSE(Detalhamento.OpçãoServiços,OFFSET(Import.PLQ,$A62-1,AW$15-1,1,1),IF(ISNUMBER(INDEX(Import.PLE,Detalhamento!$E62,Detalhamento!AW$15)),IF(INDEX(Import.PLE,Detalhamento!$E62,Detalhamento!AW$15)<=mediçao,OFFSET(Import.PLQ,$A62-1,AW$15-1,1,1),0),0),IF(ISNUMBER(INDEX(Import.PLE,Detalhamento!$E62,Detalhamento!AW$15)),IF(INDEX(Import.PLE,Detalhamento!$E62,Detalhamento!AW$15)<=mediçao,0,OFFSET(Import.PLQ,$A62-1,AW$15-1,1,1)),OFFSET(Import.PLQ,$A62-1,AW$15-1,1,1))))","v":0},{"$f":"IF(AX$13=\"\",0,CHOOSE(Detalhamento.OpçãoServiços,OFFSET(Import.PLQ,$A62-1,AX$15-1,1,1),IF(ISNUMBER(INDEX(Import.PLE,Detalhamento!$E62,Detalhamento!AX$15)),IF(INDEX(Import.PLE,Detalhamento!$E62,Detalhamento!AX$15)<=mediçao,OFFSET(Import.PLQ,$A62-1,AX$15-1,1,1),0),0),IF(ISNUMBER(INDEX(Import.PLE,Detalhamento!$E62,Detalhamento!AX$15)),IF(INDEX(Import.PLE,Detalhamento!$E62,Detalhamento!AX$15)<=mediçao,0,OFFSET(Import.PLQ,$A62-1,AX$15-1,1,1)),OFFSET(Import.PLQ,$A62-1,AX$15-1,1,1))))","v":0},{"$f":"IF(AY$13=\"\",0,CHOOSE(Detalhamento.OpçãoServiços,OFFSET(Import.PLQ,$A62-1,AY$15-1,1,1),IF(ISNUMBER(INDEX(Import.PLE,Detalhamento!$E62,Detalhamento!AY$15)),IF(INDEX(Import.PLE,Detalhamento!$E62,Detalhamento!AY$15)<=mediçao,OFFSET(Import.PLQ,$A62-1,AY$15-1,1,1),0),0),IF(ISNUMBER(INDEX(Import.PLE,Detalhamento!$E62,Detalhamento!AY$15)),IF(INDEX(Import.PLE,Detalhamento!$E62,Detalhamento!AY$15)<=mediçao,0,OFFSET(Import.PLQ,$A62-1,AY$15-1,1,1)),OFFSET(Import.PLQ,$A62-1,AY$15-1,1,1))))","v":0},{"$f":"IF(AZ$13=\"\",0,CHOOSE(Detalhamento.OpçãoServiços,OFFSET(Import.PLQ,$A62-1,AZ$15-1,1,1),IF(ISNUMBER(INDEX(Import.PLE,Detalhamento!$E62,Detalhamento!AZ$15)),IF(INDEX(Import.PLE,Detalhamento!$E62,Detalhamento!AZ$15)<=mediçao,OFFSET(Import.PLQ,$A62-1,AZ$15-1,1,1),0),0),IF(ISNUMBER(INDEX(Import.PLE,Detalhamento!$E62,Detalhamento!AZ$15)),IF(INDEX(Import.PLE,Detalhamento!$E62,Detalhamento!AZ$15)<=mediçao,0,OFFSET(Import.PLQ,$A62-1,AZ$15-1,1,1)),OFFSET(Import.PLQ,$A62-1,AZ$15-1,1,1))))","v":0},{"$f":"IF(BA$13=\"\",0,CHOOSE(Detalhamento.OpçãoServiços,OFFSET(Import.PLQ,$A62-1,BA$15-1,1,1),IF(ISNUMBER(INDEX(Import.PLE,Detalhamento!$E62,Detalhamento!BA$15)),IF(INDEX(Import.PLE,Detalhamento!$E62,Detalhamento!BA$15)<=mediçao,OFFSET(Import.PLQ,$A62-1,BA$15-1,1,1),0),0),IF(ISNUMBER(INDEX(Import.PLE,Detalhamento!$E62,Detalhamento!BA$15)),IF(INDEX(Import.PLE,Detalhamento!$E62,Detalhamento!BA$15)<=mediçao,0,OFFSET(Import.PLQ,$A62-1,BA$15-1,1,1)),OFFSET(Import.PLQ,$A62-1,BA$15-1,1,1))))","v":0},{"$f":"IF(BB$13=\"\",0,CHOOSE(Detalhamento.OpçãoServiços,OFFSET(Import.PLQ,$A62-1,BB$15-1,1,1),IF(ISNUMBER(INDEX(Import.PLE,Detalhamento!$E62,Detalhamento!BB$15)),IF(INDEX(Import.PLE,Detalhamento!$E62,Detalhamento!BB$15)<=mediçao,OFFSET(Import.PLQ,$A62-1,BB$15-1,1,1),0),0),IF(ISNUMBER(INDEX(Import.PLE,Detalhamento!$E62,Detalhamento!BB$15)),IF(INDEX(Import.PLE,Detalhamento!$E62,Detalhamento!BB$15)<=mediçao,0,OFFSET(Import.PLQ,$A62-1,BB$15-1,1,1)),OFFSET(Import.PLQ,$A62-1,BB$15-1,1,1))))","v":0},{"$f":"IF(BC$13=\"\",0,CHOOSE(Detalhamento.OpçãoServiços,OFFSET(Import.PLQ,$A62-1,BC$15-1,1,1),IF(ISNUMBER(INDEX(Import.PLE,Detalhamento!$E62,Detalhamento!BC$15)),IF(INDEX(Import.PLE,Detalhamento!$E62,Detalhamento!BC$15)<=mediçao,OFFSET(Import.PLQ,$A62-1,BC$15-1,1,1),0),0),IF(ISNUMBER(INDEX(Import.PLE,Detalhamento!$E62,Detalhamento!BC$15)),IF(INDEX(Import.PLE,Detalhamento!$E62,Detalhamento!BC$15)<=mediçao,0,OFFSET(Import.PLQ,$A62-1,BC$15-1,1,1)),OFFSET(Import.PLQ,$A62-1,BC$15-1,1,1))))","v":0},{"$f":"IF(BD$13=\"\",0,CHOOSE(Detalhamento.OpçãoServiços,OFFSET(Import.PLQ,$A62-1,BD$15-1,1,1),IF(ISNUMBER(INDEX(Import.PLE,Detalhamento!$E62,Detalhamento!BD$15)),IF(INDEX(Import.PLE,Detalhamento!$E62,Detalhamento!BD$15)<=mediçao,OFFSET(Import.PLQ,$A62-1,BD$15-1,1,1),0),0),IF(ISNUMBER(INDEX(Import.PLE,Detalhamento!$E62,Detalhamento!BD$15)),IF(INDEX(Import.PLE,Detalhamento!$E62,Detalhamento!BD$15)<=mediçao,0,OFFSET(Import.PLQ,$A62-1,BD$15-1,1,1)),OFFSET(Import.PLQ,$A62-1,BD$15-1,1,1))))","v":0},{"$f":"IF(BE$13=\"\",0,CHOOSE(Detalhamento.OpçãoServiços,OFFSET(Import.PLQ,$A62-1,BE$15-1,1,1),IF(ISNUMBER(INDEX(Import.PLE,Detalhamento!$E62,Detalhamento!BE$15)),IF(INDEX(Import.PLE,Detalhamento!$E62,Detalhamento!BE$15)<=mediçao,OFFSET(Import.PLQ,$A62-1,BE$15-1,1,1),0),0),IF(ISNUMBER(INDEX(Import.PLE,Detalhamento!$E62,Detalhamento!BE$15)),IF(INDEX(Import.PLE,Detalhamento!$E62,Detalhamento!BE$15)<=mediçao,0,OFFSET(Import.PLQ,$A62-1,BE$15-1,1,1)),OFFSET(Import.PLQ,$A62-1,BE$15-1,1,1))))","v":0},{"$f":"IF(BF$13=\"\",0,CHOOSE(Detalhamento.OpçãoServiços,OFFSET(Import.PLQ,$A62-1,BF$15-1,1,1),IF(ISNUMBER(INDEX(Import.PLE,Detalhamento!$E62,Detalhamento!BF$15)),IF(INDEX(Import.PLE,Detalhamento!$E62,Detalhamento!BF$15)<=mediçao,OFFSET(Import.PLQ,$A62-1,BF$15-1,1,1),0),0),IF(ISNUMBER(INDEX(Import.PLE,Detalhamento!$E62,Detalhamento!BF$15)),IF(INDEX(Import.PLE,Detalhamento!$E62,Detalhamento!BF$15)<=mediçao,0,OFFSET(Import.PLQ,$A62-1,BF$15-1,1,1)),OFFSET(Import.PLQ,$A62-1,BF$15-1,1,1))))","v":0},{"$f":"IF(BG$13=\"\",0,CHOOSE(Detalhamento.OpçãoServiços,OFFSET(Import.PLQ,$A62-1,BG$15-1,1,1),IF(ISNUMBER(INDEX(Import.PLE,Detalhamento!$E62,Detalhamento!BG$15)),IF(INDEX(Import.PLE,Detalhamento!$E62,Detalhamento!BG$15)<=mediçao,OFFSET(Import.PLQ,$A62-1,BG$15-1,1,1),0),0),IF(ISNUMBER(INDEX(Import.PLE,Detalhamento!$E62,Detalhamento!BG$15)),IF(INDEX(Import.PLE,Detalhamento!$E62,Detalhamento!BG$15)<=mediçao,0,OFFSET(Import.PLQ,$A62-1,BG$15-1,1,1)),OFFSET(Import.PLQ,$A62-1,BG$15-1,1,1))))","v":0},{"$f":"IF(BH$13=\"\",0,CHOOSE(Detalhamento.OpçãoServiços,OFFSET(Import.PLQ,$A62-1,BH$15-1,1,1),IF(ISNUMBER(INDEX(Import.PLE,Detalhamento!$E62,Detalhamento!BH$15)),IF(INDEX(Import.PLE,Detalhamento!$E62,Detalhamento!BH$15)<=mediçao,OFFSET(Import.PLQ,$A62-1,BH$15-1,1,1),0),0),IF(ISNUMBER(INDEX(Import.PLE,Detalhamento!$E62,Detalhamento!BH$15)),IF(INDEX(Import.PLE,Detalhamento!$E62,Detalhamento!BH$15)<=mediçao,0,OFFSET(Import.PLQ,$A62-1,BH$15-1,1,1)),OFFSET(Import.PLQ,$A62-1,BH$15-1,1,1))))","v":0},{"$f":"IF(BI$13=\"\",0,CHOOSE(Detalhamento.OpçãoServiços,OFFSET(Import.PLQ,$A62-1,BI$15-1,1,1),IF(ISNUMBER(INDEX(Import.PLE,Detalhamento!$E62,Detalhamento!BI$15)),IF(INDEX(Import.PLE,Detalhamento!$E62,Detalhamento!BI$15)<=mediçao,OFFSET(Import.PLQ,$A62-1,BI$15-1,1,1),0),0),IF(ISNUMBER(INDEX(Import.PLE,Detalhamento!$E62,Detalhamento!BI$15)),IF(INDEX(Import.PLE,Detalhamento!$E62,Detalhamento!BI$15)<=mediçao,0,OFFSET(Import.PLQ,$A62-1,BI$15-1,1,1)),OFFSET(Import.PLQ,$A62-1,BI$15-1,1,1))))","v":0}]
[52,"Evento",null,null,13,130000,"Evento","SERVIÇOS FINAIS","R$",5747.06,null,{"$f":"IF(L$13=\"\",0,CHOOSE(Detalhamento.OpçãoServiços,OFFSET(Import.PLQ,$A63-1,L$15-1,1,1),IF(ISNUMBER(INDEX(Import.PLE,Detalhamento!$E63,Detalhamento!L$15)),IF(INDEX(Import.PLE,Detalhamento!$E63,Detalhamento!L$15)<=mediçao,OFFSET(Import.PLQ,$A63-1,L$15-1,1,1),0),0),IF(ISNUMBER(INDEX(Import.PLE,Detalhamento!$E63,Detalhamento!L$15)),IF(INDEX(Import.PLE,Detalhamento!$E63,Detalhamento!L$15)<=mediçao,0,OFFSET(Import.PLQ,$A63-1,L$15-1,1,1)),OFFSET(Import.PLQ,$A63-1,L$15-1,1,1))))","v":1311.25},{"$f":"IF(M$13=\"\",0,CHOOSE(Detalhamento.OpçãoServiços,OFFSET(Import.PLQ,$A63-1,M$15-1,1,1),IF(ISNUMBER(INDEX(Import.PLE,Detalhamento!$E63,Detalhamento!M$15)),IF(INDEX(Import.PLE,Detalhamento!$E63,Detalhamento!M$15)<=mediçao,OFFSET(Import.PLQ,$A63-1,M$15-1,1,1),0),0),IF(ISNUMBER(INDEX(Import.PLE,Detalhamento!$E63,Detalhamento!M$15)),IF(INDEX(Import.PLE,Detalhamento!$E63,Detalhamento!M$15)<=mediçao,0,OFFSET(Import.PLQ,$A63-1,M$15-1,1,1)),OFFSET(Import.PLQ,$A63-1,M$15-1,1,1))))","v":0},{"$f":"IF(N$13=\"\",0,CHOOSE(Detalhamento.OpçãoServiços,OFFSET(Import.PLQ,$A63-1,N$15-1,1,1),IF(ISNUMBER(INDEX(Import.PLE,Detalhamento!$E63,Detalhamento!N$15)),IF(INDEX(Import.PLE,Detalhamento!$E63,Detalhamento!N$15)<=mediçao,OFFSET(Import.PLQ,$A63-1,N$15-1,1,1),0),0),IF(ISNUMBER(INDEX(Import.PLE,Detalhamento!$E63,Detalhamento!N$15)),IF(INDEX(Import.PLE,Detalhamento!$E63,Detalhamento!N$15)<=mediçao,0,OFFSET(Import.PLQ,$A63-1,N$15-1,1,1)),OFFSET(Import.PLQ,$A63-1,N$15-1,1,1))))","v":0},{"$f":"IF(O$13=\"\",0,CHOOSE(Detalhamento.OpçãoServiços,OFFSET(Import.PLQ,$A63-1,O$15-1,1,1),IF(ISNUMBER(INDEX(Import.PLE,Detalhamento!$E63,Detalhamento!O$15)),IF(INDEX(Import.PLE,Detalhamento!$E63,Detalhamento!O$15)<=mediçao,OFFSET(Import.PLQ,$A63-1,O$15-1,1,1),0),0),IF(ISNUMBER(INDEX(Import.PLE,Detalhamento!$E63,Detalhamento!O$15)),IF(INDEX(Import.PLE,Detalhamento!$E63,Detalhamento!O$15)<=mediçao,0,OFFSET(Import.PLQ,$A63-1,O$15-1,1,1)),OFFSET(Import.PLQ,$A63-1,O$15-1,1,1))))","v":4435.8100000000004},{"$f":"IF(P$13=\"\",0,CHOOSE(Detalhamento.OpçãoServiços,OFFSET(Import.PLQ,$A63-1,P$15-1,1,1),IF(ISNUMBER(INDEX(Import.PLE,Detalhamento!$E63,Detalhamento!P$15)),IF(INDEX(Import.PLE,Detalhamento!$E63,Detalhamento!P$15)<=mediçao,OFFSET(Import.PLQ,$A63-1,P$15-1,1,1),0),0),IF(ISNUMBER(INDEX(Import.PLE,Detalhamento!$E63,Detalhamento!P$15)),IF(INDEX(Import.PLE,Detalhamento!$E63,Detalhamento!P$15)<=mediçao,0,OFFSET(Import.PLQ,$A63-1,P$15-1,1,1)),OFFSET(Import.PLQ,$A63-1,P$15-1,1,1))))","v":0},{"$f":"IF(Q$13=\"\",0,CHOOSE(Detalhamento.OpçãoServiços,OFFSET(Import.PLQ,$A63-1,Q$15-1,1,1),IF(ISNUMBER(INDEX(Import.PLE,Detalhamento!$E63,Detalhamento!Q$15)),IF(INDEX(Import.PLE,Detalhamento!$E63,Detalhamento!Q$15)<=mediçao,OFFSET(Import.PLQ,$A63-1,Q$15-1,1,1),0),0),IF(ISNUMBER(INDEX(Import.PLE,Detalhamento!$E63,Detalhamento!Q$15)),IF(INDEX(Import.PLE,Detalhamento!$E63,Detalhamento!Q$15)<=mediçao,0,OFFSET(Import.PLQ,$A63-1,Q$15-1,1,1)),OFFSET(Import.PLQ,$A63-1,Q$15-1,1,1))))","v":0},{"$f":"IF(R$13=\"\",0,CHOOSE(Detalhamento.OpçãoServiços,OFFSET(Import.PLQ,$A63-1,R$15-1,1,1),IF(ISNUMBER(INDEX(Import.PLE,Detalhamento!$E63,Detalhamento!R$15)),IF(INDEX(Import.PLE,Detalhamento!$E63,Detalhamento!R$15)<=mediçao,OFFSET(Import.PLQ,$A63-1,R$15-1,1,1),0),0),IF(ISNUMBER(INDEX(Import.PLE,Detalhamento!$E63,Detalhamento!R$15)),IF(INDEX(Import.PLE,Detalhamento!$E63,Detalhamento!R$15)<=mediçao,0,OFFSET(Import.PLQ,$A63-1,R$15-1,1,1)),OFFSET(Import.PLQ,$A63-1,R$15-1,1,1))))","v":0},{"$f":"IF(S$13=\"\",0,CHOOSE(Detalhamento.OpçãoServiços,OFFSET(Import.PLQ,$A63-1,S$15-1,1,1),IF(ISNUMBER(INDEX(Import.PLE,Detalhamento!$E63,Detalhamento!S$15)),IF(INDEX(Import.PLE,Detalhamento!$E63,Detalhamento!S$15)<=mediçao,OFFSET(Import.PLQ,$A63-1,S$15-1,1,1),0),0),IF(ISNUMBER(INDEX(Import.PLE,Detalhamento!$E63,Detalhamento!S$15)),IF(INDEX(Import.PLE,Detalhamento!$E63,Detalhamento!S$15)<=mediçao,0,OFFSET(Import.PLQ,$A63-1,S$15-1,1,1)),OFFSET(Import.PLQ,$A63-1,S$15-1,1,1))))","v":0},{"$f":"IF(T$13=\"\",0,CHOOSE(Detalhamento.OpçãoServiços,OFFSET(Import.PLQ,$A63-1,T$15-1,1,1),IF(ISNUMBER(INDEX(Import.PLE,Detalhamento!$E63,Detalhamento!T$15)),IF(INDEX(Import.PLE,Detalhamento!$E63,Detalhamento!T$15)<=mediçao,OFFSET(Import.PLQ,$A63-1,T$15-1,1,1),0),0),IF(ISNUMBER(INDEX(Import.PLE,Detalhamento!$E63,Detalhamento!T$15)),IF(INDEX(Import.PLE,Detalhamento!$E63,Detalhamento!T$15)<=mediçao,0,OFFSET(Import.PLQ,$A63-1,T$15-1,1,1)),OFFSET(Import.PLQ,$A63-1,T$15-1,1,1))))","v":0},{"$f":"IF(U$13=\"\",0,CHOOSE(Detalhamento.OpçãoServiços,OFFSET(Import.PLQ,$A63-1,U$15-1,1,1),IF(ISNUMBER(INDEX(Import.PLE,Detalhamento!$E63,Detalhamento!U$15)),IF(INDEX(Import.PLE,Detalhamento!$E63,Detalhamento!U$15)<=mediçao,OFFSET(Import.PLQ,$A63-1,U$15-1,1,1),0),0),IF(ISNUMBER(INDEX(Import.PLE,Detalhamento!$E63,Detalhamento!U$15)),IF(INDEX(Import.PLE,Detalhamento!$E63,Detalhamento!U$15)<=mediçao,0,OFFSET(Import.PLQ,$A63-1,U$15-1,1,1)),OFFSET(Import.PLQ,$A63-1,U$15-1,1,1))))","v":0},{"$f":"IF(V$13=\"\",0,CHOOSE(Detalhamento.OpçãoServiços,OFFSET(Import.PLQ,$A63-1,V$15-1,1,1),IF(ISNUMBER(INDEX(Import.PLE,Detalhamento!$E63,Detalhamento!V$15)),IF(INDEX(Import.PLE,Detalhamento!$E63,Detalhamento!V$15)<=mediçao,OFFSET(Import.PLQ,$A63-1,V$15-1,1,1),0),0),IF(ISNUMBER(INDEX(Import.PLE,Detalhamento!$E63,Detalhamento!V$15)),IF(INDEX(Import.PLE,Detalhamento!$E63,Detalhamento!V$15)<=mediçao,0,OFFSET(Import.PLQ,$A63-1,V$15-1,1,1)),OFFSET(Import.PLQ,$A63-1,V$15-1,1,1))))","v":0},{"$f":"IF(W$13=\"\",0,CHOOSE(Detalhamento.OpçãoServiços,OFFSET(Import.PLQ,$A63-1,W$15-1,1,1),IF(ISNUMBER(INDEX(Import.PLE,Detalhamento!$E63,Detalhamento!W$15)),IF(INDEX(Import.PLE,Detalhamento!$E63,Detalhamento!W$15)<=mediçao,OFFSET(Import.PLQ,$A63-1,W$15-1,1,1),0),0),IF(ISNUMBER(INDEX(Import.PLE,Detalhamento!$E63,Detalhamento!W$15)),IF(INDEX(Import.PLE,Detalhamento!$E63,Detalhamento!W$15)<=mediçao,0,OFFSET(Import.PLQ,$A63-1,W$15-1,1,1)),OFFSET(Import.PLQ,$A63-1,W$15-1,1,1))))","v":0},{"$f":"IF(X$13=\"\",0,CHOOSE(Detalhamento.OpçãoServiços,OFFSET(Import.PLQ,$A63-1,X$15-1,1,1),IF(ISNUMBER(INDEX(Import.PLE,Detalhamento!$E63,Detalhamento!X$15)),IF(INDEX(Import.PLE,Detalhamento!$E63,Detalhamento!X$15)<=mediçao,OFFSET(Import.PLQ,$A63-1,X$15-1,1,1),0),0),IF(ISNUMBER(INDEX(Import.PLE,Detalhamento!$E63,Detalhamento!X$15)),IF(INDEX(Import.PLE,Detalhamento!$E63,Detalhamento!X$15)<=mediçao,0,OFFSET(Import.PLQ,$A63-1,X$15-1,1,1)),OFFSET(Import.PLQ,$A63-1,X$15-1,1,1))))","v":0},{"$f":"IF(Y$13=\"\",0,CHOOSE(Detalhamento.OpçãoServiços,OFFSET(Import.PLQ,$A63-1,Y$15-1,1,1),IF(ISNUMBER(INDEX(Import.PLE,Detalhamento!$E63,Detalhamento!Y$15)),IF(INDEX(Import.PLE,Detalhamento!$E63,Detalhamento!Y$15)<=mediçao,OFFSET(Import.PLQ,$A63-1,Y$15-1,1,1),0),0),IF(ISNUMBER(INDEX(Import.PLE,Detalhamento!$E63,Detalhamento!Y$15)),IF(INDEX(Import.PLE,Detalhamento!$E63,Detalhamento!Y$15)<=mediçao,0,OFFSET(Import.PLQ,$A63-1,Y$15-1,1,1)),OFFSET(Import.PLQ,$A63-1,Y$15-1,1,1))))","v":0},{"$f":"IF(Z$13=\"\",0,CHOOSE(Detalhamento.OpçãoServiços,OFFSET(Import.PLQ,$A63-1,Z$15-1,1,1),IF(ISNUMBER(INDEX(Import.PLE,Detalhamento!$E63,Detalhamento!Z$15)),IF(INDEX(Import.PLE,Detalhamento!$E63,Detalhamento!Z$15)<=mediçao,OFFSET(Import.PLQ,$A63-1,Z$15-1,1,1),0),0),IF(ISNUMBER(INDEX(Import.PLE,Detalhamento!$E63,Detalhamento!Z$15)),IF(INDEX(Import.PLE,Detalhamento!$E63,Detalhamento!Z$15)<=mediçao,0,OFFSET(Import.PLQ,$A63-1,Z$15-1,1,1)),OFFSET(Import.PLQ,$A63-1,Z$15-1,1,1))))","v":0},{"$f":"IF(AA$13=\"\",0,CHOOSE(Detalhamento.OpçãoServiços,OFFSET(Import.PLQ,$A63-1,AA$15-1,1,1),IF(ISNUMBER(INDEX(Import.PLE,Detalhamento!$E63,Detalhamento!AA$15)),IF(INDEX(Import.PLE,Detalhamento!$E63,Detalhamento!AA$15)<=mediçao,OFFSET(Import.PLQ,$A63-1,AA$15-1,1,1),0),0),IF(ISNUMBER(INDEX(Import.PLE,Detalhamento!$E63,Detalhamento!AA$15)),IF(INDEX(Import.PLE,Detalhamento!$E63,Detalhamento!AA$15)<=mediçao,0,OFFSET(Import.PLQ,$A63-1,AA$15-1,1,1)),OFFSET(Import.PLQ,$A63-1,AA$15-1,1,1))))","v":0},{"$f":"IF(AB$13=\"\",0,CHOOSE(Detalhamento.OpçãoServiços,OFFSET(Import.PLQ,$A63-1,AB$15-1,1,1),IF(ISNUMBER(INDEX(Import.PLE,Detalhamento!$E63,Detalhamento!AB$15)),IF(INDEX(Import.PLE,Detalhamento!$E63,Detalhamento!AB$15)<=mediçao,OFFSET(Import.PLQ,$A63-1,AB$15-1,1,1),0),0),IF(ISNUMBER(INDEX(Import.PLE,Detalhamento!$E63,Detalhamento!AB$15)),IF(INDEX(Import.PLE,Detalhamento!$E63,Detalhamento!AB$15)<=mediçao,0,OFFSET(Import.PLQ,$A63-1,AB$15-1,1,1)),OFFSET(Import.PLQ,$A63-1,AB$15-1,1,1))))","v":0},{"$f":"IF(AC$13=\"\",0,CHOOSE(Detalhamento.OpçãoServiços,OFFSET(Import.PLQ,$A63-1,AC$15-1,1,1),IF(ISNUMBER(INDEX(Import.PLE,Detalhamento!$E63,Detalhamento!AC$15)),IF(INDEX(Import.PLE,Detalhamento!$E63,Detalhamento!AC$15)<=mediçao,OFFSET(Import.PLQ,$A63-1,AC$15-1,1,1),0),0),IF(ISNUMBER(INDEX(Import.PLE,Detalhamento!$E63,Detalhamento!AC$15)),IF(INDEX(Import.PLE,Detalhamento!$E63,Detalhamento!AC$15)<=mediçao,0,OFFSET(Import.PLQ,$A63-1,AC$15-1,1,1)),OFFSET(Import.PLQ,$A63-1,AC$15-1,1,1))))","v":0},{"$f":"IF(AD$13=\"\",0,CHOOSE(Detalhamento.OpçãoServiços,OFFSET(Import.PLQ,$A63-1,AD$15-1,1,1),IF(ISNUMBER(INDEX(Import.PLE,Detalhamento!$E63,Detalhamento!AD$15)),IF(INDEX(Import.PLE,Detalhamento!$E63,Detalhamento!AD$15)<=mediçao,OFFSET(Import.PLQ,$A63-1,AD$15-1,1,1),0),0),IF(ISNUMBER(INDEX(Import.PLE,Detalhamento!$E63,Detalhamento!AD$15)),IF(INDEX(Import.PLE,Detalhamento!$E63,Detalhamento!AD$15)<=mediçao,0,OFFSET(Import.PLQ,$A63-1,AD$15-1,1,1)),OFFSET(Import.PLQ,$A63-1,AD$15-1,1,1))))","v":0},{"$f":"IF(AE$13=\"\",0,CHOOSE(Detalhamento.OpçãoServiços,OFFSET(Import.PLQ,$A63-1,AE$15-1,1,1),IF(ISNUMBER(INDEX(Import.PLE,Detalhamento!$E63,Detalhamento!AE$15)),IF(INDEX(Import.PLE,Detalhamento!$E63,Detalhamento!AE$15)<=mediçao,OFFSET(Import.PLQ,$A63-1,AE$15-1,1,1),0),0),IF(ISNUMBER(INDEX(Import.PLE,Detalhamento!$E63,Detalhamento!AE$15)),IF(INDEX(Import.PLE,Detalhamento!$E63,Detalhamento!AE$15)<=mediçao,0,OFFSET(Import.PLQ,$A63-1,AE$15-1,1,1)),OFFSET(Import.PLQ,$A63-1,AE$15-1,1,1))))","v":0},{"$f":"IF(AF$13=\"\",0,CHOOSE(Detalhamento.OpçãoServiços,OFFSET(Import.PLQ,$A63-1,AF$15-1,1,1),IF(ISNUMBER(INDEX(Import.PLE,Detalhamento!$E63,Detalhamento!AF$15)),IF(INDEX(Import.PLE,Detalhamento!$E63,Detalhamento!AF$15)<=mediçao,OFFSET(Import.PLQ,$A63-1,AF$15-1,1,1),0),0),IF(ISNUMBER(INDEX(Import.PLE,Detalhamento!$E63,Detalhamento!AF$15)),IF(INDEX(Import.PLE,Detalhamento!$E63,Detalhamento!AF$15)<=mediçao,0,OFFSET(Import.PLQ,$A63-1,AF$15-1,1,1)),OFFSET(Import.PLQ,$A63-1,AF$15-1,1,1))))","v":0},{"$f":"IF(AG$13=\"\",0,CHOOSE(Detalhamento.OpçãoServiços,OFFSET(Import.PLQ,$A63-1,AG$15-1,1,1),IF(ISNUMBER(INDEX(Import.PLE,Detalhamento!$E63,Detalhamento!AG$15)),IF(INDEX(Import.PLE,Detalhamento!$E63,Detalhamento!AG$15)<=mediçao,OFFSET(Import.PLQ,$A63-1,AG$15-1,1,1),0),0),IF(ISNUMBER(INDEX(Import.PLE,Detalhamento!$E63,Detalhamento!AG$15)),IF(INDEX(Import.PLE,Detalhamento!$E63,Detalhamento!AG$15)<=mediçao,0,OFFSET(Import.PLQ,$A63-1,AG$15-1,1,1)),OFFSET(Import.PLQ,$A63-1,AG$15-1,1,1))))","v":0},{"$f":"IF(AH$13=\"\",0,CHOOSE(Detalhamento.OpçãoServiços,OFFSET(Import.PLQ,$A63-1,AH$15-1,1,1),IF(ISNUMBER(INDEX(Import.PLE,Detalhamento!$E63,Detalhamento!AH$15)),IF(INDEX(Import.PLE,Detalhamento!$E63,Detalhamento!AH$15)<=mediçao,OFFSET(Import.PLQ,$A63-1,AH$15-1,1,1),0),0),IF(ISNUMBER(INDEX(Import.PLE,Detalhamento!$E63,Detalhamento!AH$15)),IF(INDEX(Import.PLE,Detalhamento!$E63,Detalhamento!AH$15)<=mediçao,0,OFFSET(Import.PLQ,$A63-1,AH$15-1,1,1)),OFFSET(Import.PLQ,$A63-1,AH$15-1,1,1))))","v":0},{"$f":"IF(AI$13=\"\",0,CHOOSE(Detalhamento.OpçãoServiços,OFFSET(Import.PLQ,$A63-1,AI$15-1,1,1),IF(ISNUMBER(INDEX(Import.PLE,Detalhamento!$E63,Detalhamento!AI$15)),IF(INDEX(Import.PLE,Detalhamento!$E63,Detalhamento!AI$15)<=mediçao,OFFSET(Import.PLQ,$A63-1,AI$15-1,1,1),0),0),IF(ISNUMBER(INDEX(Import.PLE,Detalhamento!$E63,Detalhamento!AI$15)),IF(INDEX(Import.PLE,Detalhamento!$E63,Detalhamento!AI$15)<=mediçao,0,OFFSET(Import.PLQ,$A63-1,AI$15-1,1,1)),OFFSET(Import.PLQ,$A63-1,AI$15-1,1,1))))","v":0},{"$f":"IF(AJ$13=\"\",0,CHOOSE(Detalhamento.OpçãoServiços,OFFSET(Import.PLQ,$A63-1,AJ$15-1,1,1),IF(ISNUMBER(INDEX(Import.PLE,Detalhamento!$E63,Detalhamento!AJ$15)),IF(INDEX(Import.PLE,Detalhamento!$E63,Detalhamento!AJ$15)<=mediçao,OFFSET(Import.PLQ,$A63-1,AJ$15-1,1,1),0),0),IF(ISNUMBER(INDEX(Import.PLE,Detalhamento!$E63,Detalhamento!AJ$15)),IF(INDEX(Import.PLE,Detalhamento!$E63,Detalhamento!AJ$15)<=mediçao,0,OFFSET(Import.PLQ,$A63-1,AJ$15-1,1,1)),OFFSET(Import.PLQ,$A63-1,AJ$15-1,1,1))))","v":0},{"$f":"IF(AK$13=\"\",0,CHOOSE(Detalhamento.OpçãoServiços,OFFSET(Import.PLQ,$A63-1,AK$15-1,1,1),IF(ISNUMBER(INDEX(Import.PLE,Detalhamento!$E63,Detalhamento!AK$15)),IF(INDEX(Import.PLE,Detalhamento!$E63,Detalhamento!AK$15)<=mediçao,OFFSET(Import.PLQ,$A63-1,AK$15-1,1,1),0),0),IF(ISNUMBER(INDEX(Import.PLE,Detalhamento!$E63,Detalhamento!AK$15)),IF(INDEX(Import.PLE,Detalhamento!$E63,Detalhamento!AK$15)<=mediçao,0,OFFSET(Import.PLQ,$A63-1,AK$15-1,1,1)),OFFSET(Import.PLQ,$A63-1,AK$15-1,1,1))))","v":0},{"$f":"IF(AL$13=\"\",0,CHOOSE(Detalhamento.OpçãoServiços,OFFSET(Import.PLQ,$A63-1,AL$15-1,1,1),IF(ISNUMBER(INDEX(Import.PLE,Detalhamento!$E63,Detalhamento!AL$15)),IF(INDEX(Import.PLE,Detalhamento!$E63,Detalhamento!AL$15)<=mediçao,OFFSET(Import.PLQ,$A63-1,AL$15-1,1,1),0),0),IF(ISNUMBER(INDEX(Import.PLE,Detalhamento!$E63,Detalhamento!AL$15)),IF(INDEX(Import.PLE,Detalhamento!$E63,Detalhamento!AL$15)<=mediçao,0,OFFSET(Import.PLQ,$A63-1,AL$15-1,1,1)),OFFSET(Import.PLQ,$A63-1,AL$15-1,1,1))))","v":0},{"$f":"IF(AM$13=\"\",0,CHOOSE(Detalhamento.OpçãoServiços,OFFSET(Import.PLQ,$A63-1,AM$15-1,1,1),IF(ISNUMBER(INDEX(Import.PLE,Detalhamento!$E63,Detalhamento!AM$15)),IF(INDEX(Import.PLE,Detalhamento!$E63,Detalhamento!AM$15)<=mediçao,OFFSET(Import.PLQ,$A63-1,AM$15-1,1,1),0),0),IF(ISNUMBER(INDEX(Import.PLE,Detalhamento!$E63,Detalhamento!AM$15)),IF(INDEX(Import.PLE,Detalhamento!$E63,Detalhamento!AM$15)<=mediçao,0,OFFSET(Import.PLQ,$A63-1,AM$15-1,1,1)),OFFSET(Import.PLQ,$A63-1,AM$15-1,1,1))))","v":0},{"$f":"IF(AN$13=\"\",0,CHOOSE(Detalhamento.OpçãoServiços,OFFSET(Import.PLQ,$A63-1,AN$15-1,1,1),IF(ISNUMBER(INDEX(Import.PLE,Detalhamento!$E63,Detalhamento!AN$15)),IF(INDEX(Import.PLE,Detalhamento!$E63,Detalhamento!AN$15)<=mediçao,OFFSET(Import.PLQ,$A63-1,AN$15-1,1,1),0),0),IF(ISNUMBER(INDEX(Import.PLE,Detalhamento!$E63,Detalhamento!AN$15)),IF(INDEX(Import.PLE,Detalhamento!$E63,Detalhamento!AN$15)<=mediçao,0,OFFSET(Import.PLQ,$A63-1,AN$15-1,1,1)),OFFSET(Import.PLQ,$A63-1,AN$15-1,1,1))))","v":0},{"$f":"IF(AO$13=\"\",0,CHOOSE(Detalhamento.OpçãoServiços,OFFSET(Import.PLQ,$A63-1,AO$15-1,1,1),IF(ISNUMBER(INDEX(Import.PLE,Detalhamento!$E63,Detalhamento!AO$15)),IF(INDEX(Import.PLE,Detalhamento!$E63,Detalhamento!AO$15)<=mediçao,OFFSET(Import.PLQ,$A63-1,AO$15-1,1,1),0),0),IF(ISNUMBER(INDEX(Import.PLE,Detalhamento!$E63,Detalhamento!AO$15)),IF(INDEX(Import.PLE,Detalhamento!$E63,Detalhamento!AO$15)<=mediçao,0,OFFSET(Import.PLQ,$A63-1,AO$15-1,1,1)),OFFSET(Import.PLQ,$A63-1,AO$15-1,1,1))))","v":0},{"$f":"IF(AP$13=\"\",0,CHOOSE(Detalhamento.OpçãoServiços,OFFSET(Import.PLQ,$A63-1,AP$15-1,1,1),IF(ISNUMBER(INDEX(Import.PLE,Detalhamento!$E63,Detalhamento!AP$15)),IF(INDEX(Import.PLE,Detalhamento!$E63,Detalhamento!AP$15)<=mediçao,OFFSET(Import.PLQ,$A63-1,AP$15-1,1,1),0),0),IF(ISNUMBER(INDEX(Import.PLE,Detalhamento!$E63,Detalhamento!AP$15)),IF(INDEX(Import.PLE,Detalhamento!$E63,Detalhamento!AP$15)<=mediçao,0,OFFSET(Import.PLQ,$A63-1,AP$15-1,1,1)),OFFSET(Import.PLQ,$A63-1,AP$15-1,1,1))))","v":0},{"$f":"IF(AQ$13=\"\",0,CHOOSE(Detalhamento.OpçãoServiços,OFFSET(Import.PLQ,$A63-1,AQ$15-1,1,1),IF(ISNUMBER(INDEX(Import.PLE,Detalhamento!$E63,Detalhamento!AQ$15)),IF(INDEX(Import.PLE,Detalhamento!$E63,Detalhamento!AQ$15)<=mediçao,OFFSET(Import.PLQ,$A63-1,AQ$15-1,1,1),0),0),IF(ISNUMBER(INDEX(Import.PLE,Detalhamento!$E63,Detalhamento!AQ$15)),IF(INDEX(Import.PLE,Detalhamento!$E63,Detalhamento!AQ$15)<=mediçao,0,OFFSET(Import.PLQ,$A63-1,AQ$15-1,1,1)),OFFSET(Import.PLQ,$A63-1,AQ$15-1,1,1))))","v":0},{"$f":"IF(AR$13=\"\",0,CHOOSE(Detalhamento.OpçãoServiços,OFFSET(Import.PLQ,$A63-1,AR$15-1,1,1),IF(ISNUMBER(INDEX(Import.PLE,Detalhamento!$E63,Detalhamento!AR$15)),IF(INDEX(Import.PLE,Detalhamento!$E63,Detalhamento!AR$15)<=mediçao,OFFSET(Import.PLQ,$A63-1,AR$15-1,1,1),0),0),IF(ISNUMBER(INDEX(Import.PLE,Detalhamento!$E63,Detalhamento!AR$15)),IF(INDEX(Import.PLE,Detalhamento!$E63,Detalhamento!AR$15)<=mediçao,0,OFFSET(Import.PLQ,$A63-1,AR$15-1,1,1)),OFFSET(Import.PLQ,$A63-1,AR$15-1,1,1))))","v":0},{"$f":"IF(AS$13=\"\",0,CHOOSE(Detalhamento.OpçãoServiços,OFFSET(Import.PLQ,$A63-1,AS$15-1,1,1),IF(ISNUMBER(INDEX(Import.PLE,Detalhamento!$E63,Detalhamento!AS$15)),IF(INDEX(Import.PLE,Detalhamento!$E63,Detalhamento!AS$15)<=mediçao,OFFSET(Import.PLQ,$A63-1,AS$15-1,1,1),0),0),IF(ISNUMBER(INDEX(Import.PLE,Detalhamento!$E63,Detalhamento!AS$15)),IF(INDEX(Import.PLE,Detalhamento!$E63,Detalhamento!AS$15)<=mediçao,0,OFFSET(Import.PLQ,$A63-1,AS$15-1,1,1)),OFFSET(Import.PLQ,$A63-1,AS$15-1,1,1))))","v":0},{"$f":"IF(AT$13=\"\",0,CHOOSE(Detalhamento.OpçãoServiços,OFFSET(Import.PLQ,$A63-1,AT$15-1,1,1),IF(ISNUMBER(INDEX(Import.PLE,Detalhamento!$E63,Detalhamento!AT$15)),IF(INDEX(Import.PLE,Detalhamento!$E63,Detalhamento!AT$15)<=mediçao,OFFSET(Import.PLQ,$A63-1,AT$15-1,1,1),0),0),IF(ISNUMBER(INDEX(Import.PLE,Detalhamento!$E63,Detalhamento!AT$15)),IF(INDEX(Import.PLE,Detalhamento!$E63,Detalhamento!AT$15)<=mediçao,0,OFFSET(Import.PLQ,$A63-1,AT$15-1,1,1)),OFFSET(Import.PLQ,$A63-1,AT$15-1,1,1))))","v":0},{"$f":"IF(AU$13=\"\",0,CHOOSE(Detalhamento.OpçãoServiços,OFFSET(Import.PLQ,$A63-1,AU$15-1,1,1),IF(ISNUMBER(INDEX(Import.PLE,Detalhamento!$E63,Detalhamento!AU$15)),IF(INDEX(Import.PLE,Detalhamento!$E63,Detalhamento!AU$15)<=mediçao,OFFSET(Import.PLQ,$A63-1,AU$15-1,1,1),0),0),IF(ISNUMBER(INDEX(Import.PLE,Detalhamento!$E63,Detalhamento!AU$15)),IF(INDEX(Import.PLE,Detalhamento!$E63,Detalhamento!AU$15)<=mediçao,0,OFFSET(Import.PLQ,$A63-1,AU$15-1,1,1)),OFFSET(Import.PLQ,$A63-1,AU$15-1,1,1))))","v":0},{"$f":"IF(AV$13=\"\",0,CHOOSE(Detalhamento.OpçãoServiços,OFFSET(Import.PLQ,$A63-1,AV$15-1,1,1),IF(ISNUMBER(INDEX(Import.PLE,Detalhamento!$E63,Detalhamento!AV$15)),IF(INDEX(Import.PLE,Detalhamento!$E63,Detalhamento!AV$15)<=mediçao,OFFSET(Import.PLQ,$A63-1,AV$15-1,1,1),0),0),IF(ISNUMBER(INDEX(Import.PLE,Detalhamento!$E63,Detalhamento!AV$15)),IF(INDEX(Import.PLE,Detalhamento!$E63,Detalhamento!AV$15)<=mediçao,0,OFFSET(Import.PLQ,$A63-1,AV$15-1,1,1)),OFFSET(Import.PLQ,$A63-1,AV$15-1,1,1))))","v":0},{"$f":"IF(AW$13=\"\",0,CHOOSE(Detalhamento.OpçãoServiços,OFFSET(Import.PLQ,$A63-1,AW$15-1,1,1),IF(ISNUMBER(INDEX(Import.PLE,Detalhamento!$E63,Detalhamento!AW$15)),IF(INDEX(Import.PLE,Detalhamento!$E63,Detalhamento!AW$15)<=mediçao,OFFSET(Import.PLQ,$A63-1,AW$15-1,1,1),0),0),IF(ISNUMBER(INDEX(Import.PLE,Detalhamento!$E63,Detalhamento!AW$15)),IF(INDEX(Import.PLE,Detalhamento!$E63,Detalhamento!AW$15)<=mediçao,0,OFFSET(Import.PLQ,$A63-1,AW$15-1,1,1)),OFFSET(Import.PLQ,$A63-1,AW$15-1,1,1))))","v":0},{"$f":"IF(AX$13=\"\",0,CHOOSE(Detalhamento.OpçãoServiços,OFFSET(Import.PLQ,$A63-1,AX$15-1,1,1),IF(ISNUMBER(INDEX(Import.PLE,Detalhamento!$E63,Detalhamento!AX$15)),IF(INDEX(Import.PLE,Detalhamento!$E63,Detalhamento!AX$15)<=mediçao,OFFSET(Import.PLQ,$A63-1,AX$15-1,1,1),0),0),IF(ISNUMBER(INDEX(Import.PLE,Detalhamento!$E63,Detalhamento!AX$15)),IF(INDEX(Import.PLE,Detalhamento!$E63,Detalhamento!AX$15)<=mediçao,0,OFFSET(Import.PLQ,$A63-1,AX$15-1,1,1)),OFFSET(Import.PLQ,$A63-1,AX$15-1,1,1))))","v":0},{"$f":"IF(AY$13=\"\",0,CHOOSE(Detalhamento.OpçãoServiços,OFFSET(Import.PLQ,$A63-1,AY$15-1,1,1),IF(ISNUMBER(INDEX(Import.PLE,Detalhamento!$E63,Detalhamento!AY$15)),IF(INDEX(Import.PLE,Detalhamento!$E63,Detalhamento!AY$15)<=mediçao,OFFSET(Import.PLQ,$A63-1,AY$15-1,1,1),0),0),IF(ISNUMBER(INDEX(Import.PLE,Detalhamento!$E63,Detalhamento!AY$15)),IF(INDEX(Import.PLE,Detalhamento!$E63,Detalhamento!AY$15)<=mediçao,0,OFFSET(Import.PLQ,$A63-1,AY$15-1,1,1)),OFFSET(Import.PLQ,$A63-1,AY$15-1,1,1))))","v":0},{"$f":"IF(AZ$13=\"\",0,CHOOSE(Detalhamento.OpçãoServiços,OFFSET(Import.PLQ,$A63-1,AZ$15-1,1,1),IF(ISNUMBER(INDEX(Import.PLE,Detalhamento!$E63,Detalhamento!AZ$15)),IF(INDEX(Import.PLE,Detalhamento!$E63,Detalhamento!AZ$15)<=mediçao,OFFSET(Import.PLQ,$A63-1,AZ$15-1,1,1),0),0),IF(ISNUMBER(INDEX(Import.PLE,Detalhamento!$E63,Detalhamento!AZ$15)),IF(INDEX(Import.PLE,Detalhamento!$E63,Detalhamento!AZ$15)<=mediçao,0,OFFSET(Import.PLQ,$A63-1,AZ$15-1,1,1)),OFFSET(Import.PLQ,$A63-1,AZ$15-1,1,1))))","v":0},{"$f":"IF(BA$13=\"\",0,CHOOSE(Detalhamento.OpçãoServiços,OFFSET(Import.PLQ,$A63-1,BA$15-1,1,1),IF(ISNUMBER(INDEX(Import.PLE,Detalhamento!$E63,Detalhamento!BA$15)),IF(INDEX(Import.PLE,Detalhamento!$E63,Detalhamento!BA$15)<=mediçao,OFFSET(Import.PLQ,$A63-1,BA$15-1,1,1),0),0),IF(ISNUMBER(INDEX(Import.PLE,Detalhamento!$E63,Detalhamento!BA$15)),IF(INDEX(Import.PLE,Detalhamento!$E63,Detalhamento!BA$15)<=mediçao,0,OFFSET(Import.PLQ,$A63-1,BA$15-1,1,1)),OFFSET(Import.PLQ,$A63-1,BA$15-1,1,1))))","v":0},{"$f":"IF(BB$13=\"\",0,CHOOSE(Detalhamento.OpçãoServiços,OFFSET(Import.PLQ,$A63-1,BB$15-1,1,1),IF(ISNUMBER(INDEX(Import.PLE,Detalhamento!$E63,Detalhamento!BB$15)),IF(INDEX(Import.PLE,Detalhamento!$E63,Detalhamento!BB$15)<=mediçao,OFFSET(Import.PLQ,$A63-1,BB$15-1,1,1),0),0),IF(ISNUMBER(INDEX(Import.PLE,Detalhamento!$E63,Detalhamento!BB$15)),IF(INDEX(Import.PLE,Detalhamento!$E63,Detalhamento!BB$15)<=mediçao,0,OFFSET(Import.PLQ,$A63-1,BB$15-1,1,1)),OFFSET(Import.PLQ,$A63-1,BB$15-1,1,1))))","v":0},{"$f":"IF(BC$13=\"\",0,CHOOSE(Detalhamento.OpçãoServiços,OFFSET(Import.PLQ,$A63-1,BC$15-1,1,1),IF(ISNUMBER(INDEX(Import.PLE,Detalhamento!$E63,Detalhamento!BC$15)),IF(INDEX(Import.PLE,Detalhamento!$E63,Detalhamento!BC$15)<=mediçao,OFFSET(Import.PLQ,$A63-1,BC$15-1,1,1),0),0),IF(ISNUMBER(INDEX(Import.PLE,Detalhamento!$E63,Detalhamento!BC$15)),IF(INDEX(Import.PLE,Detalhamento!$E63,Detalhamento!BC$15)<=mediçao,0,OFFSET(Import.PLQ,$A63-1,BC$15-1,1,1)),OFFSET(Import.PLQ,$A63-1,BC$15-1,1,1))))","v":0},{"$f":"IF(BD$13=\"\",0,CHOOSE(Detalhamento.OpçãoServiços,OFFSET(Import.PLQ,$A63-1,BD$15-1,1,1),IF(ISNUMBER(INDEX(Import.PLE,Detalhamento!$E63,Detalhamento!BD$15)),IF(INDEX(Import.PLE,Detalhamento!$E63,Detalhamento!BD$15)<=mediçao,OFFSET(Import.PLQ,$A63-1,BD$15-1,1,1),0),0),IF(ISNUMBER(INDEX(Import.PLE,Detalhamento!$E63,Detalhamento!BD$15)),IF(INDEX(Import.PLE,Detalhamento!$E63,Detalhamento!BD$15)<=mediçao,0,OFFSET(Import.PLQ,$A63-1,BD$15-1,1,1)),OFFSET(Import.PLQ,$A63-1,BD$15-1,1,1))))","v":0},{"$f":"IF(BE$13=\"\",0,CHOOSE(Detalhamento.OpçãoServiços,OFFSET(Import.PLQ,$A63-1,BE$15-1,1,1),IF(ISNUMBER(INDEX(Import.PLE,Detalhamento!$E63,Detalhamento!BE$15)),IF(INDEX(Import.PLE,Detalhamento!$E63,Detalhamento!BE$15)<=mediçao,OFFSET(Import.PLQ,$A63-1,BE$15-1,1,1),0),0),IF(ISNUMBER(INDEX(Import.PLE,Detalhamento!$E63,Detalhamento!BE$15)),IF(INDEX(Import.PLE,Detalhamento!$E63,Detalhamento!BE$15)<=mediçao,0,OFFSET(Import.PLQ,$A63-1,BE$15-1,1,1)),OFFSET(Import.PLQ,$A63-1,BE$15-1,1,1))))","v":0},{"$f":"IF(BF$13=\"\",0,CHOOSE(Detalhamento.OpçãoServiços,OFFSET(Import.PLQ,$A63-1,BF$15-1,1,1),IF(ISNUMBER(INDEX(Import.PLE,Detalhamento!$E63,Detalhamento!BF$15)),IF(INDEX(Import.PLE,Detalhamento!$E63,Detalhamento!BF$15)<=mediçao,OFFSET(Import.PLQ,$A63-1,BF$15-1,1,1),0),0),IF(ISNUMBER(INDEX(Import.PLE,Detalhamento!$E63,Detalhamento!BF$15)),IF(INDEX(Import.PLE,Detalhamento!$E63,Detalhamento!BF$15)<=mediçao,0,OFFSET(Import.PLQ,$A63-1,BF$15-1,1,1)),OFFSET(Import.PLQ,$A63-1,BF$15-1,1,1))))","v":0},{"$f":"IF(BG$13=\"\",0,CHOOSE(Detalhamento.OpçãoServiços,OFFSET(Import.PLQ,$A63-1,BG$15-1,1,1),IF(ISNUMBER(INDEX(Import.PLE,Detalhamento!$E63,Detalhamento!BG$15)),IF(INDEX(Import.PLE,Detalhamento!$E63,Detalhamento!BG$15)<=mediçao,OFFSET(Import.PLQ,$A63-1,BG$15-1,1,1),0),0),IF(ISNUMBER(INDEX(Import.PLE,Detalhamento!$E63,Detalhamento!BG$15)),IF(INDEX(Import.PLE,Detalhamento!$E63,Detalhamento!BG$15)<=mediçao,0,OFFSET(Import.PLQ,$A63-1,BG$15-1,1,1)),OFFSET(Import.PLQ,$A63-1,BG$15-1,1,1))))","v":0},{"$f":"IF(BH$13=\"\",0,CHOOSE(Detalhamento.OpçãoServiços,OFFSET(Import.PLQ,$A63-1,BH$15-1,1,1),IF(ISNUMBER(INDEX(Import.PLE,Detalhamento!$E63,Detalhamento!BH$15)),IF(INDEX(Import.PLE,Detalhamento!$E63,Detalhamento!BH$15)<=mediçao,OFFSET(Import.PLQ,$A63-1,BH$15-1,1,1),0),0),IF(ISNUMBER(INDEX(Import.PLE,Detalhamento!$E63,Detalhamento!BH$15)),IF(INDEX(Import.PLE,Detalhamento!$E63,Detalhamento!BH$15)<=mediçao,0,OFFSET(Import.PLQ,$A63-1,BH$15-1,1,1)),OFFSET(Import.PLQ,$A63-1,BH$15-1,1,1))))","v":0},{"$f":"IF(BI$13=\"\",0,CHOOSE(Detalhamento.OpçãoServiços,OFFSET(Import.PLQ,$A63-1,BI$15-1,1,1),IF(ISNUMBER(INDEX(Import.PLE,Detalhamento!$E63,Detalhamento!BI$15)),IF(INDEX(Import.PLE,Detalhamento!$E63,Detalhamento!BI$15)<=mediçao,OFFSET(Import.PLQ,$A63-1,BI$15-1,1,1),0),0),IF(ISNUMBER(INDEX(Import.PLE,Detalhamento!$E63,Detalhamento!BI$15)),IF(INDEX(Import.PLE,Detalhamento!$E63,Detalhamento!BI$15)<=mediçao,0,OFFSET(Import.PLQ,$A63-1,BI$15-1,1,1)),OFFSET(Import.PLQ,$A63-1,BI$15-1,1,1))))","v":0}]
[35,"Serviço",null,null,13,130035,"1.9.1.","LIMPEZA FINAL DA OBRA","M2",1032.48,null,{"$f":"IF(L$13=\"\",0,CHOOSE(Detalhamento.OpçãoServiços,OFFSET(Import.PLQ,$A64-1,L$15-1,1,1),IF(ISNUMBER(INDEX(Import.PLE,Detalhamento!$E64,Detalhamento!L$15)),IF(INDEX(Import.PLE,Detalhamento!$E64,Detalhamento!L$15)<=mediçao,OFFSET(Import.PLQ,$A64-1,L$15-1,1,1),0),0),IF(ISNUMBER(INDEX(Import.PLE,Detalhamento!$E64,Detalhamento!L$15)),IF(INDEX(Import.PLE,Detalhamento!$E64,Detalhamento!L$15)<=mediçao,0,OFFSET(Import.PLQ,$A64-1,L$15-1,1,1)),OFFSET(Import.PLQ,$A64-1,L$15-1,1,1))))","v":1032.48},{"$f":"IF(M$13=\"\",0,CHOOSE(Detalhamento.OpçãoServiços,OFFSET(Import.PLQ,$A64-1,M$15-1,1,1),IF(ISNUMBER(INDEX(Import.PLE,Detalhamento!$E64,Detalhamento!M$15)),IF(INDEX(Import.PLE,Detalhamento!$E64,Detalhamento!M$15)<=mediçao,OFFSET(Import.PLQ,$A64-1,M$15-1,1,1),0),0),IF(ISNUMBER(INDEX(Import.PLE,Detalhamento!$E64,Detalhamento!M$15)),IF(INDEX(Import.PLE,Detalhamento!$E64,Detalhamento!M$15)<=mediçao,0,OFFSET(Import.PLQ,$A64-1,M$15-1,1,1)),OFFSET(Import.PLQ,$A64-1,M$15-1,1,1))))","v":0},{"$f":"IF(N$13=\"\",0,CHOOSE(Detalhamento.OpçãoServiços,OFFSET(Import.PLQ,$A64-1,N$15-1,1,1),IF(ISNUMBER(INDEX(Import.PLE,Detalhamento!$E64,Detalhamento!N$15)),IF(INDEX(Import.PLE,Detalhamento!$E64,Detalhamento!N$15)<=mediçao,OFFSET(Import.PLQ,$A64-1,N$15-1,1,1),0),0),IF(ISNUMBER(INDEX(Import.PLE,Detalhamento!$E64,Detalhamento!N$15)),IF(INDEX(Import.PLE,Detalhamento!$E64,Detalhamento!N$15)<=mediçao,0,OFFSET(Import.PLQ,$A64-1,N$15-1,1,1)),OFFSET(Import.PLQ,$A64-1,N$15-1,1,1))))","v":0},{"$f":"IF(O$13=\"\",0,CHOOSE(Detalhamento.OpçãoServiços,OFFSET(Import.PLQ,$A64-1,O$15-1,1,1),IF(ISNUMBER(INDEX(Import.PLE,Detalhamento!$E64,Detalhamento!O$15)),IF(INDEX(Import.PLE,Detalhamento!$E64,Detalhamento!O$15)<=mediçao,OFFSET(Import.PLQ,$A64-1,O$15-1,1,1),0),0),IF(ISNUMBER(INDEX(Import.PLE,Detalhamento!$E64,Detalhamento!O$15)),IF(INDEX(Import.PLE,Detalhamento!$E64,Detalhamento!O$15)<=mediçao,0,OFFSET(Import.PLQ,$A64-1,O$15-1,1,1)),OFFSET(Import.PLQ,$A64-1,O$15-1,1,1))))","v":0},{"$f":"IF(P$13=\"\",0,CHOOSE(Detalhamento.OpçãoServiços,OFFSET(Import.PLQ,$A64-1,P$15-1,1,1),IF(ISNUMBER(INDEX(Import.PLE,Detalhamento!$E64,Detalhamento!P$15)),IF(INDEX(Import.PLE,Detalhamento!$E64,Detalhamento!P$15)<=mediçao,OFFSET(Import.PLQ,$A64-1,P$15-1,1,1),0),0),IF(ISNUMBER(INDEX(Import.PLE,Detalhamento!$E64,Detalhamento!P$15)),IF(INDEX(Import.PLE,Detalhamento!$E64,Detalhamento!P$15)<=mediçao,0,OFFSET(Import.PLQ,$A64-1,P$15-1,1,1)),OFFSET(Import.PLQ,$A64-1,P$15-1,1,1))))","v":0},{"$f":"IF(Q$13=\"\",0,CHOOSE(Detalhamento.OpçãoServiços,OFFSET(Import.PLQ,$A64-1,Q$15-1,1,1),IF(ISNUMBER(INDEX(Import.PLE,Detalhamento!$E64,Detalhamento!Q$15)),IF(INDEX(Import.PLE,Detalhamento!$E64,Detalhamento!Q$15)<=mediçao,OFFSET(Import.PLQ,$A64-1,Q$15-1,1,1),0),0),IF(ISNUMBER(INDEX(Import.PLE,Detalhamento!$E64,Detalhamento!Q$15)),IF(INDEX(Import.PLE,Detalhamento!$E64,Detalhamento!Q$15)<=mediçao,0,OFFSET(Import.PLQ,$A64-1,Q$15-1,1,1)),OFFSET(Import.PLQ,$A64-1,Q$15-1,1,1))))","v":0},{"$f":"IF(R$13=\"\",0,CHOOSE(Detalhamento.OpçãoServiços,OFFSET(Import.PLQ,$A64-1,R$15-1,1,1),IF(ISNUMBER(INDEX(Import.PLE,Detalhamento!$E64,Detalhamento!R$15)),IF(INDEX(Import.PLE,Detalhamento!$E64,Detalhamento!R$15)<=mediçao,OFFSET(Import.PLQ,$A64-1,R$15-1,1,1),0),0),IF(ISNUMBER(INDEX(Import.PLE,Detalhamento!$E64,Detalhamento!R$15)),IF(INDEX(Import.PLE,Detalhamento!$E64,Detalhamento!R$15)<=mediçao,0,OFFSET(Import.PLQ,$A64-1,R$15-1,1,1)),OFFSET(Import.PLQ,$A64-1,R$15-1,1,1))))","v":0},{"$f":"IF(S$13=\"\",0,CHOOSE(Detalhamento.OpçãoServiços,OFFSET(Import.PLQ,$A64-1,S$15-1,1,1),IF(ISNUMBER(INDEX(Import.PLE,Detalhamento!$E64,Detalhamento!S$15)),IF(INDEX(Import.PLE,Detalhamento!$E64,Detalhamento!S$15)<=mediçao,OFFSET(Import.PLQ,$A64-1,S$15-1,1,1),0),0),IF(ISNUMBER(INDEX(Import.PLE,Detalhamento!$E64,Detalhamento!S$15)),IF(INDEX(Import.PLE,Detalhamento!$E64,Detalhamento!S$15)<=mediçao,0,OFFSET(Import.PLQ,$A64-1,S$15-1,1,1)),OFFSET(Import.PLQ,$A64-1,S$15-1,1,1))))","v":0},{"$f":"IF(T$13=\"\",0,CHOOSE(Detalhamento.OpçãoServiços,OFFSET(Import.PLQ,$A64-1,T$15-1,1,1),IF(ISNUMBER(INDEX(Import.PLE,Detalhamento!$E64,Detalhamento!T$15)),IF(INDEX(Import.PLE,Detalhamento!$E64,Detalhamento!T$15)<=mediçao,OFFSET(Import.PLQ,$A64-1,T$15-1,1,1),0),0),IF(ISNUMBER(INDEX(Import.PLE,Detalhamento!$E64,Detalhamento!T$15)),IF(INDEX(Import.PLE,Detalhamento!$E64,Detalhamento!T$15)<=mediçao,0,OFFSET(Import.PLQ,$A64-1,T$15-1,1,1)),OFFSET(Import.PLQ,$A64-1,T$15-1,1,1))))","v":0},{"$f":"IF(U$13=\"\",0,CHOOSE(Detalhamento.OpçãoServiços,OFFSET(Import.PLQ,$A64-1,U$15-1,1,1),IF(ISNUMBER(INDEX(Import.PLE,Detalhamento!$E64,Detalhamento!U$15)),IF(INDEX(Import.PLE,Detalhamento!$E64,Detalhamento!U$15)<=mediçao,OFFSET(Import.PLQ,$A64-1,U$15-1,1,1),0),0),IF(ISNUMBER(INDEX(Import.PLE,Detalhamento!$E64,Detalhamento!U$15)),IF(INDEX(Import.PLE,Detalhamento!$E64,Detalhamento!U$15)<=mediçao,0,OFFSET(Import.PLQ,$A64-1,U$15-1,1,1)),OFFSET(Import.PLQ,$A64-1,U$15-1,1,1))))","v":0},{"$f":"IF(V$13=\"\",0,CHOOSE(Detalhamento.OpçãoServiços,OFFSET(Import.PLQ,$A64-1,V$15-1,1,1),IF(ISNUMBER(INDEX(Import.PLE,Detalhamento!$E64,Detalhamento!V$15)),IF(INDEX(Import.PLE,Detalhamento!$E64,Detalhamento!V$15)<=mediçao,OFFSET(Import.PLQ,$A64-1,V$15-1,1,1),0),0),IF(ISNUMBER(INDEX(Import.PLE,Detalhamento!$E64,Detalhamento!V$15)),IF(INDEX(Import.PLE,Detalhamento!$E64,Detalhamento!V$15)<=mediçao,0,OFFSET(Import.PLQ,$A64-1,V$15-1,1,1)),OFFSET(Import.PLQ,$A64-1,V$15-1,1,1))))","v":0},{"$f":"IF(W$13=\"\",0,CHOOSE(Detalhamento.OpçãoServiços,OFFSET(Import.PLQ,$A64-1,W$15-1,1,1),IF(ISNUMBER(INDEX(Import.PLE,Detalhamento!$E64,Detalhamento!W$15)),IF(INDEX(Import.PLE,Detalhamento!$E64,Detalhamento!W$15)<=mediçao,OFFSET(Import.PLQ,$A64-1,W$15-1,1,1),0),0),IF(ISNUMBER(INDEX(Import.PLE,Detalhamento!$E64,Detalhamento!W$15)),IF(INDEX(Import.PLE,Detalhamento!$E64,Detalhamento!W$15)<=mediçao,0,OFFSET(Import.PLQ,$A64-1,W$15-1,1,1)),OFFSET(Import.PLQ,$A64-1,W$15-1,1,1))))","v":0},{"$f":"IF(X$13=\"\",0,CHOOSE(Detalhamento.OpçãoServiços,OFFSET(Import.PLQ,$A64-1,X$15-1,1,1),IF(ISNUMBER(INDEX(Import.PLE,Detalhamento!$E64,Detalhamento!X$15)),IF(INDEX(Import.PLE,Detalhamento!$E64,Detalhamento!X$15)<=mediçao,OFFSET(Import.PLQ,$A64-1,X$15-1,1,1),0),0),IF(ISNUMBER(INDEX(Import.PLE,Detalhamento!$E64,Detalhamento!X$15)),IF(INDEX(Import.PLE,Detalhamento!$E64,Detalhamento!X$15)<=mediçao,0,OFFSET(Import.PLQ,$A64-1,X$15-1,1,1)),OFFSET(Import.PLQ,$A64-1,X$15-1,1,1))))","v":0},{"$f":"IF(Y$13=\"\",0,CHOOSE(Detalhamento.OpçãoServiços,OFFSET(Import.PLQ,$A64-1,Y$15-1,1,1),IF(ISNUMBER(INDEX(Import.PLE,Detalhamento!$E64,Detalhamento!Y$15)),IF(INDEX(Import.PLE,Detalhamento!$E64,Detalhamento!Y$15)<=mediçao,OFFSET(Import.PLQ,$A64-1,Y$15-1,1,1),0),0),IF(ISNUMBER(INDEX(Import.PLE,Detalhamento!$E64,Detalhamento!Y$15)),IF(INDEX(Import.PLE,Detalhamento!$E64,Detalhamento!Y$15)<=mediçao,0,OFFSET(Import.PLQ,$A64-1,Y$15-1,1,1)),OFFSET(Import.PLQ,$A64-1,Y$15-1,1,1))))","v":0},{"$f":"IF(Z$13=\"\",0,CHOOSE(Detalhamento.OpçãoServiços,OFFSET(Import.PLQ,$A64-1,Z$15-1,1,1),IF(ISNUMBER(INDEX(Import.PLE,Detalhamento!$E64,Detalhamento!Z$15)),IF(INDEX(Import.PLE,Detalhamento!$E64,Detalhamento!Z$15)<=mediçao,OFFSET(Import.PLQ,$A64-1,Z$15-1,1,1),0),0),IF(ISNUMBER(INDEX(Import.PLE,Detalhamento!$E64,Detalhamento!Z$15)),IF(INDEX(Import.PLE,Detalhamento!$E64,Detalhamento!Z$15)<=mediçao,0,OFFSET(Import.PLQ,$A64-1,Z$15-1,1,1)),OFFSET(Import.PLQ,$A64-1,Z$15-1,1,1))))","v":0},{"$f":"IF(AA$13=\"\",0,CHOOSE(Detalhamento.OpçãoServiços,OFFSET(Import.PLQ,$A64-1,AA$15-1,1,1),IF(ISNUMBER(INDEX(Import.PLE,Detalhamento!$E64,Detalhamento!AA$15)),IF(INDEX(Import.PLE,Detalhamento!$E64,Detalhamento!AA$15)<=mediçao,OFFSET(Import.PLQ,$A64-1,AA$15-1,1,1),0),0),IF(ISNUMBER(INDEX(Import.PLE,Detalhamento!$E64,Detalhamento!AA$15)),IF(INDEX(Import.PLE,Detalhamento!$E64,Detalhamento!AA$15)<=mediçao,0,OFFSET(Import.PLQ,$A64-1,AA$15-1,1,1)),OFFSET(Import.PLQ,$A64-1,AA$15-1,1,1))))","v":0},{"$f":"IF(AB$13=\"\",0,CHOOSE(Detalhamento.OpçãoServiços,OFFSET(Import.PLQ,$A64-1,AB$15-1,1,1),IF(ISNUMBER(INDEX(Import.PLE,Detalhamento!$E64,Detalhamento!AB$15)),IF(INDEX(Import.PLE,Detalhamento!$E64,Detalhamento!AB$15)<=mediçao,OFFSET(Import.PLQ,$A64-1,AB$15-1,1,1),0),0),IF(ISNUMBER(INDEX(Import.PLE,Detalhamento!$E64,Detalhamento!AB$15)),IF(INDEX(Import.PLE,Detalhamento!$E64,Detalhamento!AB$15)<=mediçao,0,OFFSET(Import.PLQ,$A64-1,AB$15-1,1,1)),OFFSET(Import.PLQ,$A64-1,AB$15-1,1,1))))","v":0},{"$f":"IF(AC$13=\"\",0,CHOOSE(Detalhamento.OpçãoServiços,OFFSET(Import.PLQ,$A64-1,AC$15-1,1,1),IF(ISNUMBER(INDEX(Import.PLE,Detalhamento!$E64,Detalhamento!AC$15)),IF(INDEX(Import.PLE,Detalhamento!$E64,Detalhamento!AC$15)<=mediçao,OFFSET(Import.PLQ,$A64-1,AC$15-1,1,1),0),0),IF(ISNUMBER(INDEX(Import.PLE,Detalhamento!$E64,Detalhamento!AC$15)),IF(INDEX(Import.PLE,Detalhamento!$E64,Detalhamento!AC$15)<=mediçao,0,OFFSET(Import.PLQ,$A64-1,AC$15-1,1,1)),OFFSET(Import.PLQ,$A64-1,AC$15-1,1,1))))","v":0},{"$f":"IF(AD$13=\"\",0,CHOOSE(Detalhamento.OpçãoServiços,OFFSET(Import.PLQ,$A64-1,AD$15-1,1,1),IF(ISNUMBER(INDEX(Import.PLE,Detalhamento!$E64,Detalhamento!AD$15)),IF(INDEX(Import.PLE,Detalhamento!$E64,Detalhamento!AD$15)<=mediçao,OFFSET(Import.PLQ,$A64-1,AD$15-1,1,1),0),0),IF(ISNUMBER(INDEX(Import.PLE,Detalhamento!$E64,Detalhamento!AD$15)),IF(INDEX(Import.PLE,Detalhamento!$E64,Detalhamento!AD$15)<=mediçao,0,OFFSET(Import.PLQ,$A64-1,AD$15-1,1,1)),OFFSET(Import.PLQ,$A64-1,AD$15-1,1,1))))","v":0},{"$f":"IF(AE$13=\"\",0,CHOOSE(Detalhamento.OpçãoServiços,OFFSET(Import.PLQ,$A64-1,AE$15-1,1,1),IF(ISNUMBER(INDEX(Import.PLE,Detalhamento!$E64,Detalhamento!AE$15)),IF(INDEX(Import.PLE,Detalhamento!$E64,Detalhamento!AE$15)<=mediçao,OFFSET(Import.PLQ,$A64-1,AE$15-1,1,1),0),0),IF(ISNUMBER(INDEX(Import.PLE,Detalhamento!$E64,Detalhamento!AE$15)),IF(INDEX(Import.PLE,Detalhamento!$E64,Detalhamento!AE$15)<=mediçao,0,OFFSET(Import.PLQ,$A64-1,AE$15-1,1,1)),OFFSET(Import.PLQ,$A64-1,AE$15-1,1,1))))","v":0},{"$f":"IF(AF$13=\"\",0,CHOOSE(Detalhamento.OpçãoServiços,OFFSET(Import.PLQ,$A64-1,AF$15-1,1,1),IF(ISNUMBER(INDEX(Import.PLE,Detalhamento!$E64,Detalhamento!AF$15)),IF(INDEX(Import.PLE,Detalhamento!$E64,Detalhamento!AF$15)<=mediçao,OFFSET(Import.PLQ,$A64-1,AF$15-1,1,1),0),0),IF(ISNUMBER(INDEX(Import.PLE,Detalhamento!$E64,Detalhamento!AF$15)),IF(INDEX(Import.PLE,Detalhamento!$E64,Detalhamento!AF$15)<=mediçao,0,OFFSET(Import.PLQ,$A64-1,AF$15-1,1,1)),OFFSET(Import.PLQ,$A64-1,AF$15-1,1,1))))","v":0},{"$f":"IF(AG$13=\"\",0,CHOOSE(Detalhamento.OpçãoServiços,OFFSET(Import.PLQ,$A64-1,AG$15-1,1,1),IF(ISNUMBER(INDEX(Import.PLE,Detalhamento!$E64,Detalhamento!AG$15)),IF(INDEX(Import.PLE,Detalhamento!$E64,Detalhamento!AG$15)<=mediçao,OFFSET(Import.PLQ,$A64-1,AG$15-1,1,1),0),0),IF(ISNUMBER(INDEX(Import.PLE,Detalhamento!$E64,Detalhamento!AG$15)),IF(INDEX(Import.PLE,Detalhamento!$E64,Detalhamento!AG$15)<=mediçao,0,OFFSET(Import.PLQ,$A64-1,AG$15-1,1,1)),OFFSET(Import.PLQ,$A64-1,AG$15-1,1,1))))","v":0},{"$f":"IF(AH$13=\"\",0,CHOOSE(Detalhamento.OpçãoServiços,OFFSET(Import.PLQ,$A64-1,AH$15-1,1,1),IF(ISNUMBER(INDEX(Import.PLE,Detalhamento!$E64,Detalhamento!AH$15)),IF(INDEX(Import.PLE,Detalhamento!$E64,Detalhamento!AH$15)<=mediçao,OFFSET(Import.PLQ,$A64-1,AH$15-1,1,1),0),0),IF(ISNUMBER(INDEX(Import.PLE,Detalhamento!$E64,Detalhamento!AH$15)),IF(INDEX(Import.PLE,Detalhamento!$E64,Detalhamento!AH$15)<=mediçao,0,OFFSET(Import.PLQ,$A64-1,AH$15-1,1,1)),OFFSET(Import.PLQ,$A64-1,AH$15-1,1,1))))","v":0},{"$f":"IF(AI$13=\"\",0,CHOOSE(Detalhamento.OpçãoServiços,OFFSET(Import.PLQ,$A64-1,AI$15-1,1,1),IF(ISNUMBER(INDEX(Import.PLE,Detalhamento!$E64,Detalhamento!AI$15)),IF(INDEX(Import.PLE,Detalhamento!$E64,Detalhamento!AI$15)<=mediçao,OFFSET(Import.PLQ,$A64-1,AI$15-1,1,1),0),0),IF(ISNUMBER(INDEX(Import.PLE,Detalhamento!$E64,Detalhamento!AI$15)),IF(INDEX(Import.PLE,Detalhamento!$E64,Detalhamento!AI$15)<=mediçao,0,OFFSET(Import.PLQ,$A64-1,AI$15-1,1,1)),OFFSET(Import.PLQ,$A64-1,AI$15-1,1,1))))","v":0},{"$f":"IF(AJ$13=\"\",0,CHOOSE(Detalhamento.OpçãoServiços,OFFSET(Import.PLQ,$A64-1,AJ$15-1,1,1),IF(ISNUMBER(INDEX(Import.PLE,Detalhamento!$E64,Detalhamento!AJ$15)),IF(INDEX(Import.PLE,Detalhamento!$E64,Detalhamento!AJ$15)<=mediçao,OFFSET(Import.PLQ,$A64-1,AJ$15-1,1,1),0),0),IF(ISNUMBER(INDEX(Import.PLE,Detalhamento!$E64,Detalhamento!AJ$15)),IF(INDEX(Import.PLE,Detalhamento!$E64,Detalhamento!AJ$15)<=mediçao,0,OFFSET(Import.PLQ,$A64-1,AJ$15-1,1,1)),OFFSET(Import.PLQ,$A64-1,AJ$15-1,1,1))))","v":0},{"$f":"IF(AK$13=\"\",0,CHOOSE(Detalhamento.OpçãoServiços,OFFSET(Import.PLQ,$A64-1,AK$15-1,1,1),IF(ISNUMBER(INDEX(Import.PLE,Detalhamento!$E64,Detalhamento!AK$15)),IF(INDEX(Import.PLE,Detalhamento!$E64,Detalhamento!AK$15)<=mediçao,OFFSET(Import.PLQ,$A64-1,AK$15-1,1,1),0),0),IF(ISNUMBER(INDEX(Import.PLE,Detalhamento!$E64,Detalhamento!AK$15)),IF(INDEX(Import.PLE,Detalhamento!$E64,Detalhamento!AK$15)<=mediçao,0,OFFSET(Import.PLQ,$A64-1,AK$15-1,1,1)),OFFSET(Import.PLQ,$A64-1,AK$15-1,1,1))))","v":0},{"$f":"IF(AL$13=\"\",0,CHOOSE(Detalhamento.OpçãoServiços,OFFSET(Import.PLQ,$A64-1,AL$15-1,1,1),IF(ISNUMBER(INDEX(Import.PLE,Detalhamento!$E64,Detalhamento!AL$15)),IF(INDEX(Import.PLE,Detalhamento!$E64,Detalhamento!AL$15)<=mediçao,OFFSET(Import.PLQ,$A64-1,AL$15-1,1,1),0),0),IF(ISNUMBER(INDEX(Import.PLE,Detalhamento!$E64,Detalhamento!AL$15)),IF(INDEX(Import.PLE,Detalhamento!$E64,Detalhamento!AL$15)<=mediçao,0,OFFSET(Import.PLQ,$A64-1,AL$15-1,1,1)),OFFSET(Import.PLQ,$A64-1,AL$15-1,1,1))))","v":0},{"$f":"IF(AM$13=\"\",0,CHOOSE(Detalhamento.OpçãoServiços,OFFSET(Import.PLQ,$A64-1,AM$15-1,1,1),IF(ISNUMBER(INDEX(Import.PLE,Detalhamento!$E64,Detalhamento!AM$15)),IF(INDEX(Import.PLE,Detalhamento!$E64,Detalhamento!AM$15)<=mediçao,OFFSET(Import.PLQ,$A64-1,AM$15-1,1,1),0),0),IF(ISNUMBER(INDEX(Import.PLE,Detalhamento!$E64,Detalhamento!AM$15)),IF(INDEX(Import.PLE,Detalhamento!$E64,Detalhamento!AM$15)<=mediçao,0,OFFSET(Import.PLQ,$A64-1,AM$15-1,1,1)),OFFSET(Import.PLQ,$A64-1,AM$15-1,1,1))))","v":0},{"$f":"IF(AN$13=\"\",0,CHOOSE(Detalhamento.OpçãoServiços,OFFSET(Import.PLQ,$A64-1,AN$15-1,1,1),IF(ISNUMBER(INDEX(Import.PLE,Detalhamento!$E64,Detalhamento!AN$15)),IF(INDEX(Import.PLE,Detalhamento!$E64,Detalhamento!AN$15)<=mediçao,OFFSET(Import.PLQ,$A64-1,AN$15-1,1,1),0),0),IF(ISNUMBER(INDEX(Import.PLE,Detalhamento!$E64,Detalhamento!AN$15)),IF(INDEX(Import.PLE,Detalhamento!$E64,Detalhamento!AN$15)<=mediçao,0,OFFSET(Import.PLQ,$A64-1,AN$15-1,1,1)),OFFSET(Import.PLQ,$A64-1,AN$15-1,1,1))))","v":0},{"$f":"IF(AO$13=\"\",0,CHOOSE(Detalhamento.OpçãoServiços,OFFSET(Import.PLQ,$A64-1,AO$15-1,1,1),IF(ISNUMBER(INDEX(Import.PLE,Detalhamento!$E64,Detalhamento!AO$15)),IF(INDEX(Import.PLE,Detalhamento!$E64,Detalhamento!AO$15)<=mediçao,OFFSET(Import.PLQ,$A64-1,AO$15-1,1,1),0),0),IF(ISNUMBER(INDEX(Import.PLE,Detalhamento!$E64,Detalhamento!AO$15)),IF(INDEX(Import.PLE,Detalhamento!$E64,Detalhamento!AO$15)<=mediçao,0,OFFSET(Import.PLQ,$A64-1,AO$15-1,1,1)),OFFSET(Import.PLQ,$A64-1,AO$15-1,1,1))))","v":0},{"$f":"IF(AP$13=\"\",0,CHOOSE(Detalhamento.OpçãoServiços,OFFSET(Import.PLQ,$A64-1,AP$15-1,1,1),IF(ISNUMBER(INDEX(Import.PLE,Detalhamento!$E64,Detalhamento!AP$15)),IF(INDEX(Import.PLE,Detalhamento!$E64,Detalhamento!AP$15)<=mediçao,OFFSET(Import.PLQ,$A64-1,AP$15-1,1,1),0),0),IF(ISNUMBER(INDEX(Import.PLE,Detalhamento!$E64,Detalhamento!AP$15)),IF(INDEX(Import.PLE,Detalhamento!$E64,Detalhamento!AP$15)<=mediçao,0,OFFSET(Import.PLQ,$A64-1,AP$15-1,1,1)),OFFSET(Import.PLQ,$A64-1,AP$15-1,1,1))))","v":0},{"$f":"IF(AQ$13=\"\",0,CHOOSE(Detalhamento.OpçãoServiços,OFFSET(Import.PLQ,$A64-1,AQ$15-1,1,1),IF(ISNUMBER(INDEX(Import.PLE,Detalhamento!$E64,Detalhamento!AQ$15)),IF(INDEX(Import.PLE,Detalhamento!$E64,Detalhamento!AQ$15)<=mediçao,OFFSET(Import.PLQ,$A64-1,AQ$15-1,1,1),0),0),IF(ISNUMBER(INDEX(Import.PLE,Detalhamento!$E64,Detalhamento!AQ$15)),IF(INDEX(Import.PLE,Detalhamento!$E64,Detalhamento!AQ$15)<=mediçao,0,OFFSET(Import.PLQ,$A64-1,AQ$15-1,1,1)),OFFSET(Import.PLQ,$A64-1,AQ$15-1,1,1))))","v":0},{"$f":"IF(AR$13=\"\",0,CHOOSE(Detalhamento.OpçãoServiços,OFFSET(Import.PLQ,$A64-1,AR$15-1,1,1),IF(ISNUMBER(INDEX(Import.PLE,Detalhamento!$E64,Detalhamento!AR$15)),IF(INDEX(Import.PLE,Detalhamento!$E64,Detalhamento!AR$15)<=mediçao,OFFSET(Import.PLQ,$A64-1,AR$15-1,1,1),0),0),IF(ISNUMBER(INDEX(Import.PLE,Detalhamento!$E64,Detalhamento!AR$15)),IF(INDEX(Import.PLE,Detalhamento!$E64,Detalhamento!AR$15)<=mediçao,0,OFFSET(Import.PLQ,$A64-1,AR$15-1,1,1)),OFFSET(Import.PLQ,$A64-1,AR$15-1,1,1))))","v":0},{"$f":"IF(AS$13=\"\",0,CHOOSE(Detalhamento.OpçãoServiços,OFFSET(Import.PLQ,$A64-1,AS$15-1,1,1),IF(ISNUMBER(INDEX(Import.PLE,Detalhamento!$E64,Detalhamento!AS$15)),IF(INDEX(Import.PLE,Detalhamento!$E64,Detalhamento!AS$15)<=mediçao,OFFSET(Import.PLQ,$A64-1,AS$15-1,1,1),0),0),IF(ISNUMBER(INDEX(Import.PLE,Detalhamento!$E64,Detalhamento!AS$15)),IF(INDEX(Import.PLE,Detalhamento!$E64,Detalhamento!AS$15)<=mediçao,0,OFFSET(Import.PLQ,$A64-1,AS$15-1,1,1)),OFFSET(Import.PLQ,$A64-1,AS$15-1,1,1))))","v":0},{"$f":"IF(AT$13=\"\",0,CHOOSE(Detalhamento.OpçãoServiços,OFFSET(Import.PLQ,$A64-1,AT$15-1,1,1),IF(ISNUMBER(INDEX(Import.PLE,Detalhamento!$E64,Detalhamento!AT$15)),IF(INDEX(Import.PLE,Detalhamento!$E64,Detalhamento!AT$15)<=mediçao,OFFSET(Import.PLQ,$A64-1,AT$15-1,1,1),0),0),IF(ISNUMBER(INDEX(Import.PLE,Detalhamento!$E64,Detalhamento!AT$15)),IF(INDEX(Import.PLE,Detalhamento!$E64,Detalhamento!AT$15)<=mediçao,0,OFFSET(Import.PLQ,$A64-1,AT$15-1,1,1)),OFFSET(Import.PLQ,$A64-1,AT$15-1,1,1))))","v":0},{"$f":"IF(AU$13=\"\",0,CHOOSE(Detalhamento.OpçãoServiços,OFFSET(Import.PLQ,$A64-1,AU$15-1,1,1),IF(ISNUMBER(INDEX(Import.PLE,Detalhamento!$E64,Detalhamento!AU$15)),IF(INDEX(Import.PLE,Detalhamento!$E64,Detalhamento!AU$15)<=mediçao,OFFSET(Import.PLQ,$A64-1,AU$15-1,1,1),0),0),IF(ISNUMBER(INDEX(Import.PLE,Detalhamento!$E64,Detalhamento!AU$15)),IF(INDEX(Import.PLE,Detalhamento!$E64,Detalhamento!AU$15)<=mediçao,0,OFFSET(Import.PLQ,$A64-1,AU$15-1,1,1)),OFFSET(Import.PLQ,$A64-1,AU$15-1,1,1))))","v":0},{"$f":"IF(AV$13=\"\",0,CHOOSE(Detalhamento.OpçãoServiços,OFFSET(Import.PLQ,$A64-1,AV$15-1,1,1),IF(ISNUMBER(INDEX(Import.PLE,Detalhamento!$E64,Detalhamento!AV$15)),IF(INDEX(Import.PLE,Detalhamento!$E64,Detalhamento!AV$15)<=mediçao,OFFSET(Import.PLQ,$A64-1,AV$15-1,1,1),0),0),IF(ISNUMBER(INDEX(Import.PLE,Detalhamento!$E64,Detalhamento!AV$15)),IF(INDEX(Import.PLE,Detalhamento!$E64,Detalhamento!AV$15)<=mediçao,0,OFFSET(Import.PLQ,$A64-1,AV$15-1,1,1)),OFFSET(Import.PLQ,$A64-1,AV$15-1,1,1))))","v":0},{"$f":"IF(AW$13=\"\",0,CHOOSE(Detalhamento.OpçãoServiços,OFFSET(Import.PLQ,$A64-1,AW$15-1,1,1),IF(ISNUMBER(INDEX(Import.PLE,Detalhamento!$E64,Detalhamento!AW$15)),IF(INDEX(Import.PLE,Detalhamento!$E64,Detalhamento!AW$15)<=mediçao,OFFSET(Import.PLQ,$A64-1,AW$15-1,1,1),0),0),IF(ISNUMBER(INDEX(Import.PLE,Detalhamento!$E64,Detalhamento!AW$15)),IF(INDEX(Import.PLE,Detalhamento!$E64,Detalhamento!AW$15)<=mediçao,0,OFFSET(Import.PLQ,$A64-1,AW$15-1,1,1)),OFFSET(Import.PLQ,$A64-1,AW$15-1,1,1))))","v":0},{"$f":"IF(AX$13=\"\",0,CHOOSE(Detalhamento.OpçãoServiços,OFFSET(Import.PLQ,$A64-1,AX$15-1,1,1),IF(ISNUMBER(INDEX(Import.PLE,Detalhamento!$E64,Detalhamento!AX$15)),IF(INDEX(Import.PLE,Detalhamento!$E64,Detalhamento!AX$15)<=mediçao,OFFSET(Import.PLQ,$A64-1,AX$15-1,1,1),0),0),IF(ISNUMBER(INDEX(Import.PLE,Detalhamento!$E64,Detalhamento!AX$15)),IF(INDEX(Import.PLE,Detalhamento!$E64,Detalhamento!AX$15)<=mediçao,0,OFFSET(Import.PLQ,$A64-1,AX$15-1,1,1)),OFFSET(Import.PLQ,$A64-1,AX$15-1,1,1))))","v":0},{"$f":"IF(AY$13=\"\",0,CHOOSE(Detalhamento.OpçãoServiços,OFFSET(Import.PLQ,$A64-1,AY$15-1,1,1),IF(ISNUMBER(INDEX(Import.PLE,Detalhamento!$E64,Detalhamento!AY$15)),IF(INDEX(Import.PLE,Detalhamento!$E64,Detalhamento!AY$15)<=mediçao,OFFSET(Import.PLQ,$A64-1,AY$15-1,1,1),0),0),IF(ISNUMBER(INDEX(Import.PLE,Detalhamento!$E64,Detalhamento!AY$15)),IF(INDEX(Import.PLE,Detalhamento!$E64,Detalhamento!AY$15)<=mediçao,0,OFFSET(Import.PLQ,$A64-1,AY$15-1,1,1)),OFFSET(Import.PLQ,$A64-1,AY$15-1,1,1))))","v":0},{"$f":"IF(AZ$13=\"\",0,CHOOSE(Detalhamento.OpçãoServiços,OFFSET(Import.PLQ,$A64-1,AZ$15-1,1,1),IF(ISNUMBER(INDEX(Import.PLE,Detalhamento!$E64,Detalhamento!AZ$15)),IF(INDEX(Import.PLE,Detalhamento!$E64,Detalhamento!AZ$15)<=mediçao,OFFSET(Import.PLQ,$A64-1,AZ$15-1,1,1),0),0),IF(ISNUMBER(INDEX(Import.PLE,Detalhamento!$E64,Detalhamento!AZ$15)),IF(INDEX(Import.PLE,Detalhamento!$E64,Detalhamento!AZ$15)<=mediçao,0,OFFSET(Import.PLQ,$A64-1,AZ$15-1,1,1)),OFFSET(Import.PLQ,$A64-1,AZ$15-1,1,1))))","v":0},{"$f":"IF(BA$13=\"\",0,CHOOSE(Detalhamento.OpçãoServiços,OFFSET(Import.PLQ,$A64-1,BA$15-1,1,1),IF(ISNUMBER(INDEX(Import.PLE,Detalhamento!$E64,Detalhamento!BA$15)),IF(INDEX(Import.PLE,Detalhamento!$E64,Detalhamento!BA$15)<=mediçao,OFFSET(Import.PLQ,$A64-1,BA$15-1,1,1),0),0),IF(ISNUMBER(INDEX(Import.PLE,Detalhamento!$E64,Detalhamento!BA$15)),IF(INDEX(Import.PLE,Detalhamento!$E64,Detalhamento!BA$15)<=mediçao,0,OFFSET(Import.PLQ,$A64-1,BA$15-1,1,1)),OFFSET(Import.PLQ,$A64-1,BA$15-1,1,1))))","v":0},{"$f":"IF(BB$13=\"\",0,CHOOSE(Detalhamento.OpçãoServiços,OFFSET(Import.PLQ,$A64-1,BB$15-1,1,1),IF(ISNUMBER(INDEX(Import.PLE,Detalhamento!$E64,Detalhamento!BB$15)),IF(INDEX(Import.PLE,Detalhamento!$E64,Detalhamento!BB$15)<=mediçao,OFFSET(Import.PLQ,$A64-1,BB$15-1,1,1),0),0),IF(ISNUMBER(INDEX(Import.PLE,Detalhamento!$E64,Detalhamento!BB$15)),IF(INDEX(Import.PLE,Detalhamento!$E64,Detalhamento!BB$15)<=mediçao,0,OFFSET(Import.PLQ,$A64-1,BB$15-1,1,1)),OFFSET(Import.PLQ,$A64-1,BB$15-1,1,1))))","v":0},{"$f":"IF(BC$13=\"\",0,CHOOSE(Detalhamento.OpçãoServiços,OFFSET(Import.PLQ,$A64-1,BC$15-1,1,1),IF(ISNUMBER(INDEX(Import.PLE,Detalhamento!$E64,Detalhamento!BC$15)),IF(INDEX(Import.PLE,Detalhamento!$E64,Detalhamento!BC$15)<=mediçao,OFFSET(Import.PLQ,$A64-1,BC$15-1,1,1),0),0),IF(ISNUMBER(INDEX(Import.PLE,Detalhamento!$E64,Detalhamento!BC$15)),IF(INDEX(Import.PLE,Detalhamento!$E64,Detalhamento!BC$15)<=mediçao,0,OFFSET(Import.PLQ,$A64-1,BC$15-1,1,1)),OFFSET(Import.PLQ,$A64-1,BC$15-1,1,1))))","v":0},{"$f":"IF(BD$13=\"\",0,CHOOSE(Detalhamento.OpçãoServiços,OFFSET(Import.PLQ,$A64-1,BD$15-1,1,1),IF(ISNUMBER(INDEX(Import.PLE,Detalhamento!$E64,Detalhamento!BD$15)),IF(INDEX(Import.PLE,Detalhamento!$E64,Detalhamento!BD$15)<=mediçao,OFFSET(Import.PLQ,$A64-1,BD$15-1,1,1),0),0),IF(ISNUMBER(INDEX(Import.PLE,Detalhamento!$E64,Detalhamento!BD$15)),IF(INDEX(Import.PLE,Detalhamento!$E64,Detalhamento!BD$15)<=mediçao,0,OFFSET(Import.PLQ,$A64-1,BD$15-1,1,1)),OFFSET(Import.PLQ,$A64-1,BD$15-1,1,1))))","v":0},{"$f":"IF(BE$13=\"\",0,CHOOSE(Detalhamento.OpçãoServiços,OFFSET(Import.PLQ,$A64-1,BE$15-1,1,1),IF(ISNUMBER(INDEX(Import.PLE,Detalhamento!$E64,Detalhamento!BE$15)),IF(INDEX(Import.PLE,Detalhamento!$E64,Detalhamento!BE$15)<=mediçao,OFFSET(Import.PLQ,$A64-1,BE$15-1,1,1),0),0),IF(ISNUMBER(INDEX(Import.PLE,Detalhamento!$E64,Detalhamento!BE$15)),IF(INDEX(Import.PLE,Detalhamento!$E64,Detalhamento!BE$15)<=mediçao,0,OFFSET(Import.PLQ,$A64-1,BE$15-1,1,1)),OFFSET(Import.PLQ,$A64-1,BE$15-1,1,1))))","v":0},{"$f":"IF(BF$13=\"\",0,CHOOSE(Detalhamento.OpçãoServiços,OFFSET(Import.PLQ,$A64-1,BF$15-1,1,1),IF(ISNUMBER(INDEX(Import.PLE,Detalhamento!$E64,Detalhamento!BF$15)),IF(INDEX(Import.PLE,Detalhamento!$E64,Detalhamento!BF$15)<=mediçao,OFFSET(Import.PLQ,$A64-1,BF$15-1,1,1),0),0),IF(ISNUMBER(INDEX(Import.PLE,Detalhamento!$E64,Detalhamento!BF$15)),IF(INDEX(Import.PLE,Detalhamento!$E64,Detalhamento!BF$15)<=mediçao,0,OFFSET(Import.PLQ,$A64-1,BF$15-1,1,1)),OFFSET(Import.PLQ,$A64-1,BF$15-1,1,1))))","v":0},{"$f":"IF(BG$13=\"\",0,CHOOSE(Detalhamento.OpçãoServiços,OFFSET(Import.PLQ,$A64-1,BG$15-1,1,1),IF(ISNUMBER(INDEX(Import.PLE,Detalhamento!$E64,Detalhamento!BG$15)),IF(INDEX(Import.PLE,Detalhamento!$E64,Detalhamento!BG$15)<=mediçao,OFFSET(Import.PLQ,$A64-1,BG$15-1,1,1),0),0),IF(ISNUMBER(INDEX(Import.PLE,Detalhamento!$E64,Detalhamento!BG$15)),IF(INDEX(Import.PLE,Detalhamento!$E64,Detalhamento!BG$15)<=mediçao,0,OFFSET(Import.PLQ,$A64-1,BG$15-1,1,1)),OFFSET(Import.PLQ,$A64-1,BG$15-1,1,1))))","v":0},{"$f":"IF(BH$13=\"\",0,CHOOSE(Detalhamento.OpçãoServiços,OFFSET(Import.PLQ,$A64-1,BH$15-1,1,1),IF(ISNUMBER(INDEX(Import.PLE,Detalhamento!$E64,Detalhamento!BH$15)),IF(INDEX(Import.PLE,Detalhamento!$E64,Detalhamento!BH$15)<=mediçao,OFFSET(Import.PLQ,$A64-1,BH$15-1,1,1),0),0),IF(ISNUMBER(INDEX(Import.PLE,Detalhamento!$E64,Detalhamento!BH$15)),IF(INDEX(Import.PLE,Detalhamento!$E64,Detalhamento!BH$15)<=mediçao,0,OFFSET(Import.PLQ,$A64-1,BH$15-1,1,1)),OFFSET(Import.PLQ,$A64-1,BH$15-1,1,1))))","v":0},{"$f":"IF(BI$13=\"\",0,CHOOSE(Detalhamento.OpçãoServiços,OFFSET(Import.PLQ,$A64-1,BI$15-1,1,1),IF(ISNUMBER(INDEX(Import.PLE,Detalhamento!$E64,Detalhamento!BI$15)),IF(INDEX(Import.PLE,Detalhamento!$E64,Detalhamento!BI$15)<=mediçao,OFFSET(Import.PLQ,$A64-1,BI$15-1,1,1),0),0),IF(ISNUMBER(INDEX(Import.PLE,Detalhamento!$E64,Detalhamento!BI$15)),IF(INDEX(Import.PLE,Detalhamento!$E64,Detalhamento!BI$15)<=mediçao,0,OFFSET(Import.PLQ,$A64-1,BI$15-1,1,1)),OFFSET(Import.PLQ,$A64-1,BI$15-1,1,1))))","v":0}]
[36,"Serviço",null,null,13,130036,"1.9.2.","TRAVE DE FUTSAL 3,00 X 2,00 MODELO DESMONTÁVEL ","UN ",2,null,{"$f":"IF(L$13=\"\",0,CHOOSE(Detalhamento.OpçãoServiços,OFFSET(Import.PLQ,$A65-1,L$15-1,1,1),IF(ISNUMBER(INDEX(Import.PLE,Detalhamento!$E65,Detalhamento!L$15)),IF(INDEX(Import.PLE,Detalhamento!$E65,Detalhamento!L$15)<=mediçao,OFFSET(Import.PLQ,$A65-1,L$15-1,1,1),0),0),IF(ISNUMBER(INDEX(Import.PLE,Detalhamento!$E65,Detalhamento!L$15)),IF(INDEX(Import.PLE,Detalhamento!$E65,Detalhamento!L$15)<=mediçao,0,OFFSET(Import.PLQ,$A65-1,L$15-1,1,1)),OFFSET(Import.PLQ,$A65-1,L$15-1,1,1))))","v":0},{"$f":"IF(M$13=\"\",0,CHOOSE(Detalhamento.OpçãoServiços,OFFSET(Import.PLQ,$A65-1,M$15-1,1,1),IF(ISNUMBER(INDEX(Import.PLE,Detalhamento!$E65,Detalhamento!M$15)),IF(INDEX(Import.PLE,Detalhamento!$E65,Detalhamento!M$15)<=mediçao,OFFSET(Import.PLQ,$A65-1,M$15-1,1,1),0),0),IF(ISNUMBER(INDEX(Import.PLE,Detalhamento!$E65,Detalhamento!M$15)),IF(INDEX(Import.PLE,Detalhamento!$E65,Detalhamento!M$15)<=mediçao,0,OFFSET(Import.PLQ,$A65-1,M$15-1,1,1)),OFFSET(Import.PLQ,$A65-1,M$15-1,1,1))))","v":0},{"$f":"IF(N$13=\"\",0,CHOOSE(Detalhamento.OpçãoServiços,OFFSET(Import.PLQ,$A65-1,N$15-1,1,1),IF(ISNUMBER(INDEX(Import.PLE,Detalhamento!$E65,Detalhamento!N$15)),IF(INDEX(Import.PLE,Detalhamento!$E65,Detalhamento!N$15)<=mediçao,OFFSET(Import.PLQ,$A65-1,N$15-1,1,1),0),0),IF(ISNUMBER(INDEX(Import.PLE,Detalhamento!$E65,Detalhamento!N$15)),IF(INDEX(Import.PLE,Detalhamento!$E65,Detalhamento!N$15)<=mediçao,0,OFFSET(Import.PLQ,$A65-1,N$15-1,1,1)),OFFSET(Import.PLQ,$A65-1,N$15-1,1,1))))","v":0},{"$f":"IF(O$13=\"\",0,CHOOSE(Detalhamento.OpçãoServiços,OFFSET(Import.PLQ,$A65-1,O$15-1,1,1),IF(ISNUMBER(INDEX(Import.PLE,Detalhamento!$E65,Detalhamento!O$15)),IF(INDEX(Import.PLE,Detalhamento!$E65,Detalhamento!O$15)<=mediçao,OFFSET(Import.PLQ,$A65-1,O$15-1,1,1),0),0),IF(ISNUMBER(INDEX(Import.PLE,Detalhamento!$E65,Detalhamento!O$15)),IF(INDEX(Import.PLE,Detalhamento!$E65,Detalhamento!O$15)<=mediçao,0,OFFSET(Import.PLQ,$A65-1,O$15-1,1,1)),OFFSET(Import.PLQ,$A65-1,O$15-1,1,1))))","v":2},{"$f":"IF(P$13=\"\",0,CHOOSE(Detalhamento.OpçãoServiços,OFFSET(Import.PLQ,$A65-1,P$15-1,1,1),IF(ISNUMBER(INDEX(Import.PLE,Detalhamento!$E65,Detalhamento!P$15)),IF(INDEX(Import.PLE,Detalhamento!$E65,Detalhamento!P$15)<=mediçao,OFFSET(Import.PLQ,$A65-1,P$15-1,1,1),0),0),IF(ISNUMBER(INDEX(Import.PLE,Detalhamento!$E65,Detalhamento!P$15)),IF(INDEX(Import.PLE,Detalhamento!$E65,Detalhamento!P$15)<=mediçao,0,OFFSET(Import.PLQ,$A65-1,P$15-1,1,1)),OFFSET(Import.PLQ,$A65-1,P$15-1,1,1))))","v":0},{"$f":"IF(Q$13=\"\",0,CHOOSE(Detalhamento.OpçãoServiços,OFFSET(Import.PLQ,$A65-1,Q$15-1,1,1),IF(ISNUMBER(INDEX(Import.PLE,Detalhamento!$E65,Detalhamento!Q$15)),IF(INDEX(Import.PLE,Detalhamento!$E65,Detalhamento!Q$15)<=mediçao,OFFSET(Import.PLQ,$A65-1,Q$15-1,1,1),0),0),IF(ISNUMBER(INDEX(Import.PLE,Detalhamento!$E65,Detalhamento!Q$15)),IF(INDEX(Import.PLE,Detalhamento!$E65,Detalhamento!Q$15)<=mediçao,0,OFFSET(Import.PLQ,$A65-1,Q$15-1,1,1)),OFFSET(Import.PLQ,$A65-1,Q$15-1,1,1))))","v":0},{"$f":"IF(R$13=\"\",0,CHOOSE(Detalhamento.OpçãoServiços,OFFSET(Import.PLQ,$A65-1,R$15-1,1,1),IF(ISNUMBER(INDEX(Import.PLE,Detalhamento!$E65,Detalhamento!R$15)),IF(INDEX(Import.PLE,Detalhamento!$E65,Detalhamento!R$15)<=mediçao,OFFSET(Import.PLQ,$A65-1,R$15-1,1,1),0),0),IF(ISNUMBER(INDEX(Import.PLE,Detalhamento!$E65,Detalhamento!R$15)),IF(INDEX(Import.PLE,Detalhamento!$E65,Detalhamento!R$15)<=mediçao,0,OFFSET(Import.PLQ,$A65-1,R$15-1,1,1)),OFFSET(Import.PLQ,$A65-1,R$15-1,1,1))))","v":0},{"$f":"IF(S$13=\"\",0,CHOOSE(Detalhamento.OpçãoServiços,OFFSET(Import.PLQ,$A65-1,S$15-1,1,1),IF(ISNUMBER(INDEX(Import.PLE,Detalhamento!$E65,Detalhamento!S$15)),IF(INDEX(Import.PLE,Detalhamento!$E65,Detalhamento!S$15)<=mediçao,OFFSET(Import.PLQ,$A65-1,S$15-1,1,1),0),0),IF(ISNUMBER(INDEX(Import.PLE,Detalhamento!$E65,Detalhamento!S$15)),IF(INDEX(Import.PLE,Detalhamento!$E65,Detalhamento!S$15)<=mediçao,0,OFFSET(Import.PLQ,$A65-1,S$15-1,1,1)),OFFSET(Import.PLQ,$A65-1,S$15-1,1,1))))","v":0},{"$f":"IF(T$13=\"\",0,CHOOSE(Detalhamento.OpçãoServiços,OFFSET(Import.PLQ,$A65-1,T$15-1,1,1),IF(ISNUMBER(INDEX(Import.PLE,Detalhamento!$E65,Detalhamento!T$15)),IF(INDEX(Import.PLE,Detalhamento!$E65,Detalhamento!T$15)<=mediçao,OFFSET(Import.PLQ,$A65-1,T$15-1,1,1),0),0),IF(ISNUMBER(INDEX(Import.PLE,Detalhamento!$E65,Detalhamento!T$15)),IF(INDEX(Import.PLE,Detalhamento!$E65,Detalhamento!T$15)<=mediçao,0,OFFSET(Import.PLQ,$A65-1,T$15-1,1,1)),OFFSET(Import.PLQ,$A65-1,T$15-1,1,1))))","v":0},{"$f":"IF(U$13=\"\",0,CHOOSE(Detalhamento.OpçãoServiços,OFFSET(Import.PLQ,$A65-1,U$15-1,1,1),IF(ISNUMBER(INDEX(Import.PLE,Detalhamento!$E65,Detalhamento!U$15)),IF(INDEX(Import.PLE,Detalhamento!$E65,Detalhamento!U$15)<=mediçao,OFFSET(Import.PLQ,$A65-1,U$15-1,1,1),0),0),IF(ISNUMBER(INDEX(Import.PLE,Detalhamento!$E65,Detalhamento!U$15)),IF(INDEX(Import.PLE,Detalhamento!$E65,Detalhamento!U$15)<=mediçao,0,OFFSET(Import.PLQ,$A65-1,U$15-1,1,1)),OFFSET(Import.PLQ,$A65-1,U$15-1,1,1))))","v":0},{"$f":"IF(V$13=\"\",0,CHOOSE(Detalhamento.OpçãoServiços,OFFSET(Import.PLQ,$A65-1,V$15-1,1,1),IF(ISNUMBER(INDEX(Import.PLE,Detalhamento!$E65,Detalhamento!V$15)),IF(INDEX(Import.PLE,Detalhamento!$E65,Detalhamento!V$15)<=mediçao,OFFSET(Import.PLQ,$A65-1,V$15-1,1,1),0),0),IF(ISNUMBER(INDEX(Import.PLE,Detalhamento!$E65,Detalhamento!V$15)),IF(INDEX(Import.PLE,Detalhamento!$E65,Detalhamento!V$15)<=mediçao,0,OFFSET(Import.PLQ,$A65-1,V$15-1,1,1)),OFFSET(Import.PLQ,$A65-1,V$15-1,1,1))))","v":0},{"$f":"IF(W$13=\"\",0,CHOOSE(Detalhamento.OpçãoServiços,OFFSET(Import.PLQ,$A65-1,W$15-1,1,1),IF(ISNUMBER(INDEX(Import.PLE,Detalhamento!$E65,Detalhamento!W$15)),IF(INDEX(Import.PLE,Detalhamento!$E65,Detalhamento!W$15)<=mediçao,OFFSET(Import.PLQ,$A65-1,W$15-1,1,1),0),0),IF(ISNUMBER(INDEX(Import.PLE,Detalhamento!$E65,Detalhamento!W$15)),IF(INDEX(Import.PLE,Detalhamento!$E65,Detalhamento!W$15)<=mediçao,0,OFFSET(Import.PLQ,$A65-1,W$15-1,1,1)),OFFSET(Import.PLQ,$A65-1,W$15-1,1,1))))","v":0},{"$f":"IF(X$13=\"\",0,CHOOSE(Detalhamento.OpçãoServiços,OFFSET(Import.PLQ,$A65-1,X$15-1,1,1),IF(ISNUMBER(INDEX(Import.PLE,Detalhamento!$E65,Detalhamento!X$15)),IF(INDEX(Import.PLE,Detalhamento!$E65,Detalhamento!X$15)<=mediçao,OFFSET(Import.PLQ,$A65-1,X$15-1,1,1),0),0),IF(ISNUMBER(INDEX(Import.PLE,Detalhamento!$E65,Detalhamento!X$15)),IF(INDEX(Import.PLE,Detalhamento!$E65,Detalhamento!X$15)<=mediçao,0,OFFSET(Import.PLQ,$A65-1,X$15-1,1,1)),OFFSET(Import.PLQ,$A65-1,X$15-1,1,1))))","v":0},{"$f":"IF(Y$13=\"\",0,CHOOSE(Detalhamento.OpçãoServiços,OFFSET(Import.PLQ,$A65-1,Y$15-1,1,1),IF(ISNUMBER(INDEX(Import.PLE,Detalhamento!$E65,Detalhamento!Y$15)),IF(INDEX(Import.PLE,Detalhamento!$E65,Detalhamento!Y$15)<=mediçao,OFFSET(Import.PLQ,$A65-1,Y$15-1,1,1),0),0),IF(ISNUMBER(INDEX(Import.PLE,Detalhamento!$E65,Detalhamento!Y$15)),IF(INDEX(Import.PLE,Detalhamento!$E65,Detalhamento!Y$15)<=mediçao,0,OFFSET(Import.PLQ,$A65-1,Y$15-1,1,1)),OFFSET(Import.PLQ,$A65-1,Y$15-1,1,1))))","v":0},{"$f":"IF(Z$13=\"\",0,CHOOSE(Detalhamento.OpçãoServiços,OFFSET(Import.PLQ,$A65-1,Z$15-1,1,1),IF(ISNUMBER(INDEX(Import.PLE,Detalhamento!$E65,Detalhamento!Z$15)),IF(INDEX(Import.PLE,Detalhamento!$E65,Detalhamento!Z$15)<=mediçao,OFFSET(Import.PLQ,$A65-1,Z$15-1,1,1),0),0),IF(ISNUMBER(INDEX(Import.PLE,Detalhamento!$E65,Detalhamento!Z$15)),IF(INDEX(Import.PLE,Detalhamento!$E65,Detalhamento!Z$15)<=mediçao,0,OFFSET(Import.PLQ,$A65-1,Z$15-1,1,1)),OFFSET(Import.PLQ,$A65-1,Z$15-1,1,1))))","v":0},{"$f":"IF(AA$13=\"\",0,CHOOSE(Detalhamento.OpçãoServiços,OFFSET(Import.PLQ,$A65-1,AA$15-1,1,1),IF(ISNUMBER(INDEX(Import.PLE,Detalhamento!$E65,Detalhamento!AA$15)),IF(INDEX(Import.PLE,Detalhamento!$E65,Detalhamento!AA$15)<=mediçao,OFFSET(Import.PLQ,$A65-1,AA$15-1,1,1),0),0),IF(ISNUMBER(INDEX(Import.PLE,Detalhamento!$E65,Detalhamento!AA$15)),IF(INDEX(Import.PLE,Detalhamento!$E65,Detalhamento!AA$15)<=mediçao,0,OFFSET(Import.PLQ,$A65-1,AA$15-1,1,1)),OFFSET(Import.PLQ,$A65-1,AA$15-1,1,1))))","v":0},{"$f":"IF(AB$13=\"\",0,CHOOSE(Detalhamento.OpçãoServiços,OFFSET(Import.PLQ,$A65-1,AB$15-1,1,1),IF(ISNUMBER(INDEX(Import.PLE,Detalhamento!$E65,Detalhamento!AB$15)),IF(INDEX(Import.PLE,Detalhamento!$E65,Detalhamento!AB$15)<=mediçao,OFFSET(Import.PLQ,$A65-1,AB$15-1,1,1),0),0),IF(ISNUMBER(INDEX(Import.PLE,Detalhamento!$E65,Detalhamento!AB$15)),IF(INDEX(Import.PLE,Detalhamento!$E65,Detalhamento!AB$15)<=mediçao,0,OFFSET(Import.PLQ,$A65-1,AB$15-1,1,1)),OFFSET(Import.PLQ,$A65-1,AB$15-1,1,1))))","v":0},{"$f":"IF(AC$13=\"\",0,CHOOSE(Detalhamento.OpçãoServiços,OFFSET(Import.PLQ,$A65-1,AC$15-1,1,1),IF(ISNUMBER(INDEX(Import.PLE,Detalhamento!$E65,Detalhamento!AC$15)),IF(INDEX(Import.PLE,Detalhamento!$E65,Detalhamento!AC$15)<=mediçao,OFFSET(Import.PLQ,$A65-1,AC$15-1,1,1),0),0),IF(ISNUMBER(INDEX(Import.PLE,Detalhamento!$E65,Detalhamento!AC$15)),IF(INDEX(Import.PLE,Detalhamento!$E65,Detalhamento!AC$15)<=mediçao,0,OFFSET(Import.PLQ,$A65-1,AC$15-1,1,1)),OFFSET(Import.PLQ,$A65-1,AC$15-1,1,1))))","v":0},{"$f":"IF(AD$13=\"\",0,CHOOSE(Detalhamento.OpçãoServiços,OFFSET(Import.PLQ,$A65-1,AD$15-1,1,1),IF(ISNUMBER(INDEX(Import.PLE,Detalhamento!$E65,Detalhamento!AD$15)),IF(INDEX(Import.PLE,Detalhamento!$E65,Detalhamento!AD$15)<=mediçao,OFFSET(Import.PLQ,$A65-1,AD$15-1,1,1),0),0),IF(ISNUMBER(INDEX(Import.PLE,Detalhamento!$E65,Detalhamento!AD$15)),IF(INDEX(Import.PLE,Detalhamento!$E65,Detalhamento!AD$15)<=mediçao,0,OFFSET(Import.PLQ,$A65-1,AD$15-1,1,1)),OFFSET(Import.PLQ,$A65-1,AD$15-1,1,1))))","v":0},{"$f":"IF(AE$13=\"\",0,CHOOSE(Detalhamento.OpçãoServiços,OFFSET(Import.PLQ,$A65-1,AE$15-1,1,1),IF(ISNUMBER(INDEX(Import.PLE,Detalhamento!$E65,Detalhamento!AE$15)),IF(INDEX(Import.PLE,Detalhamento!$E65,Detalhamento!AE$15)<=mediçao,OFFSET(Import.PLQ,$A65-1,AE$15-1,1,1),0),0),IF(ISNUMBER(INDEX(Import.PLE,Detalhamento!$E65,Detalhamento!AE$15)),IF(INDEX(Import.PLE,Detalhamento!$E65,Detalhamento!AE$15)<=mediçao,0,OFFSET(Import.PLQ,$A65-1,AE$15-1,1,1)),OFFSET(Import.PLQ,$A65-1,AE$15-1,1,1))))","v":0},{"$f":"IF(AF$13=\"\",0,CHOOSE(Detalhamento.OpçãoServiços,OFFSET(Import.PLQ,$A65-1,AF$15-1,1,1),IF(ISNUMBER(INDEX(Import.PLE,Detalhamento!$E65,Detalhamento!AF$15)),IF(INDEX(Import.PLE,Detalhamento!$E65,Detalhamento!AF$15)<=mediçao,OFFSET(Import.PLQ,$A65-1,AF$15-1,1,1),0),0),IF(ISNUMBER(INDEX(Import.PLE,Detalhamento!$E65,Detalhamento!AF$15)),IF(INDEX(Import.PLE,Detalhamento!$E65,Detalhamento!AF$15)<=mediçao,0,OFFSET(Import.PLQ,$A65-1,AF$15-1,1,1)),OFFSET(Import.PLQ,$A65-1,AF$15-1,1,1))))","v":0},{"$f":"IF(AG$13=\"\",0,CHOOSE(Detalhamento.OpçãoServiços,OFFSET(Import.PLQ,$A65-1,AG$15-1,1,1),IF(ISNUMBER(INDEX(Import.PLE,Detalhamento!$E65,Detalhamento!AG$15)),IF(INDEX(Import.PLE,Detalhamento!$E65,Detalhamento!AG$15)<=mediçao,OFFSET(Import.PLQ,$A65-1,AG$15-1,1,1),0),0),IF(ISNUMBER(INDEX(Import.PLE,Detalhamento!$E65,Detalhamento!AG$15)),IF(INDEX(Import.PLE,Detalhamento!$E65,Detalhamento!AG$15)<=mediçao,0,OFFSET(Import.PLQ,$A65-1,AG$15-1,1,1)),OFFSET(Import.PLQ,$A65-1,AG$15-1,1,1))))","v":0},{"$f":"IF(AH$13=\"\",0,CHOOSE(Detalhamento.OpçãoServiços,OFFSET(Import.PLQ,$A65-1,AH$15-1,1,1),IF(ISNUMBER(INDEX(Import.PLE,Detalhamento!$E65,Detalhamento!AH$15)),IF(INDEX(Import.PLE,Detalhamento!$E65,Detalhamento!AH$15)<=mediçao,OFFSET(Import.PLQ,$A65-1,AH$15-1,1,1),0),0),IF(ISNUMBER(INDEX(Import.PLE,Detalhamento!$E65,Detalhamento!AH$15)),IF(INDEX(Import.PLE,Detalhamento!$E65,Detalhamento!AH$15)<=mediçao,0,OFFSET(Import.PLQ,$A65-1,AH$15-1,1,1)),OFFSET(Import.PLQ,$A65-1,AH$15-1,1,1))))","v":0},{"$f":"IF(AI$13=\"\",0,CHOOSE(Detalhamento.OpçãoServiços,OFFSET(Import.PLQ,$A65-1,AI$15-1,1,1),IF(ISNUMBER(INDEX(Import.PLE,Detalhamento!$E65,Detalhamento!AI$15)),IF(INDEX(Import.PLE,Detalhamento!$E65,Detalhamento!AI$15)<=mediçao,OFFSET(Import.PLQ,$A65-1,AI$15-1,1,1),0),0),IF(ISNUMBER(INDEX(Import.PLE,Detalhamento!$E65,Detalhamento!AI$15)),IF(INDEX(Import.PLE,Detalhamento!$E65,Detalhamento!AI$15)<=mediçao,0,OFFSET(Import.PLQ,$A65-1,AI$15-1,1,1)),OFFSET(Import.PLQ,$A65-1,AI$15-1,1,1))))","v":0},{"$f":"IF(AJ$13=\"\",0,CHOOSE(Detalhamento.OpçãoServiços,OFFSET(Import.PLQ,$A65-1,AJ$15-1,1,1),IF(ISNUMBER(INDEX(Import.PLE,Detalhamento!$E65,Detalhamento!AJ$15)),IF(INDEX(Import.PLE,Detalhamento!$E65,Detalhamento!AJ$15)<=mediçao,OFFSET(Import.PLQ,$A65-1,AJ$15-1,1,1),0),0),IF(ISNUMBER(INDEX(Import.PLE,Detalhamento!$E65,Detalhamento!AJ$15)),IF(INDEX(Import.PLE,Detalhamento!$E65,Detalhamento!AJ$15)<=mediçao,0,OFFSET(Import.PLQ,$A65-1,AJ$15-1,1,1)),OFFSET(Import.PLQ,$A65-1,AJ$15-1,1,1))))","v":0},{"$f":"IF(AK$13=\"\",0,CHOOSE(Detalhamento.OpçãoServiços,OFFSET(Import.PLQ,$A65-1,AK$15-1,1,1),IF(ISNUMBER(INDEX(Import.PLE,Detalhamento!$E65,Detalhamento!AK$15)),IF(INDEX(Import.PLE,Detalhamento!$E65,Detalhamento!AK$15)<=mediçao,OFFSET(Import.PLQ,$A65-1,AK$15-1,1,1),0),0),IF(ISNUMBER(INDEX(Import.PLE,Detalhamento!$E65,Detalhamento!AK$15)),IF(INDEX(Import.PLE,Detalhamento!$E65,Detalhamento!AK$15)<=mediçao,0,OFFSET(Import.PLQ,$A65-1,AK$15-1,1,1)),OFFSET(Import.PLQ,$A65-1,AK$15-1,1,1))))","v":0},{"$f":"IF(AL$13=\"\",0,CHOOSE(Detalhamento.OpçãoServiços,OFFSET(Import.PLQ,$A65-1,AL$15-1,1,1),IF(ISNUMBER(INDEX(Import.PLE,Detalhamento!$E65,Detalhamento!AL$15)),IF(INDEX(Import.PLE,Detalhamento!$E65,Detalhamento!AL$15)<=mediçao,OFFSET(Import.PLQ,$A65-1,AL$15-1,1,1),0),0),IF(ISNUMBER(INDEX(Import.PLE,Detalhamento!$E65,Detalhamento!AL$15)),IF(INDEX(Import.PLE,Detalhamento!$E65,Detalhamento!AL$15)<=mediçao,0,OFFSET(Import.PLQ,$A65-1,AL$15-1,1,1)),OFFSET(Import.PLQ,$A65-1,AL$15-1,1,1))))","v":0},{"$f":"IF(AM$13=\"\",0,CHOOSE(Detalhamento.OpçãoServiços,OFFSET(Import.PLQ,$A65-1,AM$15-1,1,1),IF(ISNUMBER(INDEX(Import.PLE,Detalhamento!$E65,Detalhamento!AM$15)),IF(INDEX(Import.PLE,Detalhamento!$E65,Detalhamento!AM$15)<=mediçao,OFFSET(Import.PLQ,$A65-1,AM$15-1,1,1),0),0),IF(ISNUMBER(INDEX(Import.PLE,Detalhamento!$E65,Detalhamento!AM$15)),IF(INDEX(Import.PLE,Detalhamento!$E65,Detalhamento!AM$15)<=mediçao,0,OFFSET(Import.PLQ,$A65-1,AM$15-1,1,1)),OFFSET(Import.PLQ,$A65-1,AM$15-1,1,1))))","v":0},{"$f":"IF(AN$13=\"\",0,CHOOSE(Detalhamento.OpçãoServiços,OFFSET(Import.PLQ,$A65-1,AN$15-1,1,1),IF(ISNUMBER(INDEX(Import.PLE,Detalhamento!$E65,Detalhamento!AN$15)),IF(INDEX(Import.PLE,Detalhamento!$E65,Detalhamento!AN$15)<=mediçao,OFFSET(Import.PLQ,$A65-1,AN$15-1,1,1),0),0),IF(ISNUMBER(INDEX(Import.PLE,Detalhamento!$E65,Detalhamento!AN$15)),IF(INDEX(Import.PLE,Detalhamento!$E65,Detalhamento!AN$15)<=mediçao,0,OFFSET(Import.PLQ,$A65-1,AN$15-1,1,1)),OFFSET(Import.PLQ,$A65-1,AN$15-1,1,1))))","v":0},{"$f":"IF(AO$13=\"\",0,CHOOSE(Detalhamento.OpçãoServiços,OFFSET(Import.PLQ,$A65-1,AO$15-1,1,1),IF(ISNUMBER(INDEX(Import.PLE,Detalhamento!$E65,Detalhamento!AO$15)),IF(INDEX(Import.PLE,Detalhamento!$E65,Detalhamento!AO$15)<=mediçao,OFFSET(Import.PLQ,$A65-1,AO$15-1,1,1),0),0),IF(ISNUMBER(INDEX(Import.PLE,Detalhamento!$E65,Detalhamento!AO$15)),IF(INDEX(Import.PLE,Detalhamento!$E65,Detalhamento!AO$15)<=mediçao,0,OFFSET(Import.PLQ,$A65-1,AO$15-1,1,1)),OFFSET(Import.PLQ,$A65-1,AO$15-1,1,1))))","v":0},{"$f":"IF(AP$13=\"\",0,CHOOSE(Detalhamento.OpçãoServiços,OFFSET(Import.PLQ,$A65-1,AP$15-1,1,1),IF(ISNUMBER(INDEX(Import.PLE,Detalhamento!$E65,Detalhamento!AP$15)),IF(INDEX(Import.PLE,Detalhamento!$E65,Detalhamento!AP$15)<=mediçao,OFFSET(Import.PLQ,$A65-1,AP$15-1,1,1),0),0),IF(ISNUMBER(INDEX(Import.PLE,Detalhamento!$E65,Detalhamento!AP$15)),IF(INDEX(Import.PLE,Detalhamento!$E65,Detalhamento!AP$15)<=mediçao,0,OFFSET(Import.PLQ,$A65-1,AP$15-1,1,1)),OFFSET(Import.PLQ,$A65-1,AP$15-1,1,1))))","v":0},{"$f":"IF(AQ$13=\"\",0,CHOOSE(Detalhamento.OpçãoServiços,OFFSET(Import.PLQ,$A65-1,AQ$15-1,1,1),IF(ISNUMBER(INDEX(Import.PLE,Detalhamento!$E65,Detalhamento!AQ$15)),IF(INDEX(Import.PLE,Detalhamento!$E65,Detalhamento!AQ$15)<=mediçao,OFFSET(Import.PLQ,$A65-1,AQ$15-1,1,1),0),0),IF(ISNUMBER(INDEX(Import.PLE,Detalhamento!$E65,Detalhamento!AQ$15)),IF(INDEX(Import.PLE,Detalhamento!$E65,Detalhamento!AQ$15)<=mediçao,0,OFFSET(Import.PLQ,$A65-1,AQ$15-1,1,1)),OFFSET(Import.PLQ,$A65-1,AQ$15-1,1,1))))","v":0},{"$f":"IF(AR$13=\"\",0,CHOOSE(Detalhamento.OpçãoServiços,OFFSET(Import.PLQ,$A65-1,AR$15-1,1,1),IF(ISNUMBER(INDEX(Import.PLE,Detalhamento!$E65,Detalhamento!AR$15)),IF(INDEX(Import.PLE,Detalhamento!$E65,Detalhamento!AR$15)<=mediçao,OFFSET(Import.PLQ,$A65-1,AR$15-1,1,1),0),0),IF(ISNUMBER(INDEX(Import.PLE,Detalhamento!$E65,Detalhamento!AR$15)),IF(INDEX(Import.PLE,Detalhamento!$E65,Detalhamento!AR$15)<=mediçao,0,OFFSET(Import.PLQ,$A65-1,AR$15-1,1,1)),OFFSET(Import.PLQ,$A65-1,AR$15-1,1,1))))","v":0},{"$f":"IF(AS$13=\"\",0,CHOOSE(Detalhamento.OpçãoServiços,OFFSET(Import.PLQ,$A65-1,AS$15-1,1,1),IF(ISNUMBER(INDEX(Import.PLE,Detalhamento!$E65,Detalhamento!AS$15)),IF(INDEX(Import.PLE,Detalhamento!$E65,Detalhamento!AS$15)<=mediçao,OFFSET(Import.PLQ,$A65-1,AS$15-1,1,1),0),0),IF(ISNUMBER(INDEX(Import.PLE,Detalhamento!$E65,Detalhamento!AS$15)),IF(INDEX(Import.PLE,Detalhamento!$E65,Detalhamento!AS$15)<=mediçao,0,OFFSET(Import.PLQ,$A65-1,AS$15-1,1,1)),OFFSET(Import.PLQ,$A65-1,AS$15-1,1,1))))","v":0},{"$f":"IF(AT$13=\"\",0,CHOOSE(Detalhamento.OpçãoServiços,OFFSET(Import.PLQ,$A65-1,AT$15-1,1,1),IF(ISNUMBER(INDEX(Import.PLE,Detalhamento!$E65,Detalhamento!AT$15)),IF(INDEX(Import.PLE,Detalhamento!$E65,Detalhamento!AT$15)<=mediçao,OFFSET(Import.PLQ,$A65-1,AT$15-1,1,1),0),0),IF(ISNUMBER(INDEX(Import.PLE,Detalhamento!$E65,Detalhamento!AT$15)),IF(INDEX(Import.PLE,Detalhamento!$E65,Detalhamento!AT$15)<=mediçao,0,OFFSET(Import.PLQ,$A65-1,AT$15-1,1,1)),OFFSET(Import.PLQ,$A65-1,AT$15-1,1,1))))","v":0},{"$f":"IF(AU$13=\"\",0,CHOOSE(Detalhamento.OpçãoServiços,OFFSET(Import.PLQ,$A65-1,AU$15-1,1,1),IF(ISNUMBER(INDEX(Import.PLE,Detalhamento!$E65,Detalhamento!AU$15)),IF(INDEX(Import.PLE,Detalhamento!$E65,Detalhamento!AU$15)<=mediçao,OFFSET(Import.PLQ,$A65-1,AU$15-1,1,1),0),0),IF(ISNUMBER(INDEX(Import.PLE,Detalhamento!$E65,Detalhamento!AU$15)),IF(INDEX(Import.PLE,Detalhamento!$E65,Detalhamento!AU$15)<=mediçao,0,OFFSET(Import.PLQ,$A65-1,AU$15-1,1,1)),OFFSET(Import.PLQ,$A65-1,AU$15-1,1,1))))","v":0},{"$f":"IF(AV$13=\"\",0,CHOOSE(Detalhamento.OpçãoServiços,OFFSET(Import.PLQ,$A65-1,AV$15-1,1,1),IF(ISNUMBER(INDEX(Import.PLE,Detalhamento!$E65,Detalhamento!AV$15)),IF(INDEX(Import.PLE,Detalhamento!$E65,Detalhamento!AV$15)<=mediçao,OFFSET(Import.PLQ,$A65-1,AV$15-1,1,1),0),0),IF(ISNUMBER(INDEX(Import.PLE,Detalhamento!$E65,Detalhamento!AV$15)),IF(INDEX(Import.PLE,Detalhamento!$E65,Detalhamento!AV$15)<=mediçao,0,OFFSET(Import.PLQ,$A65-1,AV$15-1,1,1)),OFFSET(Import.PLQ,$A65-1,AV$15-1,1,1))))","v":0},{"$f":"IF(AW$13=\"\",0,CHOOSE(Detalhamento.OpçãoServiços,OFFSET(Import.PLQ,$A65-1,AW$15-1,1,1),IF(ISNUMBER(INDEX(Import.PLE,Detalhamento!$E65,Detalhamento!AW$15)),IF(INDEX(Import.PLE,Detalhamento!$E65,Detalhamento!AW$15)<=mediçao,OFFSET(Import.PLQ,$A65-1,AW$15-1,1,1),0),0),IF(ISNUMBER(INDEX(Import.PLE,Detalhamento!$E65,Detalhamento!AW$15)),IF(INDEX(Import.PLE,Detalhamento!$E65,Detalhamento!AW$15)<=mediçao,0,OFFSET(Import.PLQ,$A65-1,AW$15-1,1,1)),OFFSET(Import.PLQ,$A65-1,AW$15-1,1,1))))","v":0},{"$f":"IF(AX$13=\"\",0,CHOOSE(Detalhamento.OpçãoServiços,OFFSET(Import.PLQ,$A65-1,AX$15-1,1,1),IF(ISNUMBER(INDEX(Import.PLE,Detalhamento!$E65,Detalhamento!AX$15)),IF(INDEX(Import.PLE,Detalhamento!$E65,Detalhamento!AX$15)<=mediçao,OFFSET(Import.PLQ,$A65-1,AX$15-1,1,1),0),0),IF(ISNUMBER(INDEX(Import.PLE,Detalhamento!$E65,Detalhamento!AX$15)),IF(INDEX(Import.PLE,Detalhamento!$E65,Detalhamento!AX$15)<=mediçao,0,OFFSET(Import.PLQ,$A65-1,AX$15-1,1,1)),OFFSET(Import.PLQ,$A65-1,AX$15-1,1,1))))","v":0},{"$f":"IF(AY$13=\"\",0,CHOOSE(Detalhamento.OpçãoServiços,OFFSET(Import.PLQ,$A65-1,AY$15-1,1,1),IF(ISNUMBER(INDEX(Import.PLE,Detalhamento!$E65,Detalhamento!AY$15)),IF(INDEX(Import.PLE,Detalhamento!$E65,Detalhamento!AY$15)<=mediçao,OFFSET(Import.PLQ,$A65-1,AY$15-1,1,1),0),0),IF(ISNUMBER(INDEX(Import.PLE,Detalhamento!$E65,Detalhamento!AY$15)),IF(INDEX(Import.PLE,Detalhamento!$E65,Detalhamento!AY$15)<=mediçao,0,OFFSET(Import.PLQ,$A65-1,AY$15-1,1,1)),OFFSET(Import.PLQ,$A65-1,AY$15-1,1,1))))","v":0},{"$f":"IF(AZ$13=\"\",0,CHOOSE(Detalhamento.OpçãoServiços,OFFSET(Import.PLQ,$A65-1,AZ$15-1,1,1),IF(ISNUMBER(INDEX(Import.PLE,Detalhamento!$E65,Detalhamento!AZ$15)),IF(INDEX(Import.PLE,Detalhamento!$E65,Detalhamento!AZ$15)<=mediçao,OFFSET(Import.PLQ,$A65-1,AZ$15-1,1,1),0),0),IF(ISNUMBER(INDEX(Import.PLE,Detalhamento!$E65,Detalhamento!AZ$15)),IF(INDEX(Import.PLE,Detalhamento!$E65,Detalhamento!AZ$15)<=mediçao,0,OFFSET(Import.PLQ,$A65-1,AZ$15-1,1,1)),OFFSET(Import.PLQ,$A65-1,AZ$15-1,1,1))))","v":0},{"$f":"IF(BA$13=\"\",0,CHOOSE(Detalhamento.OpçãoServiços,OFFSET(Import.PLQ,$A65-1,BA$15-1,1,1),IF(ISNUMBER(INDEX(Import.PLE,Detalhamento!$E65,Detalhamento!BA$15)),IF(INDEX(Import.PLE,Detalhamento!$E65,Detalhamento!BA$15)<=mediçao,OFFSET(Import.PLQ,$A65-1,BA$15-1,1,1),0),0),IF(ISNUMBER(INDEX(Import.PLE,Detalhamento!$E65,Detalhamento!BA$15)),IF(INDEX(Import.PLE,Detalhamento!$E65,Detalhamento!BA$15)<=mediçao,0,OFFSET(Import.PLQ,$A65-1,BA$15-1,1,1)),OFFSET(Import.PLQ,$A65-1,BA$15-1,1,1))))","v":0},{"$f":"IF(BB$13=\"\",0,CHOOSE(Detalhamento.OpçãoServiços,OFFSET(Import.PLQ,$A65-1,BB$15-1,1,1),IF(ISNUMBER(INDEX(Import.PLE,Detalhamento!$E65,Detalhamento!BB$15)),IF(INDEX(Import.PLE,Detalhamento!$E65,Detalhamento!BB$15)<=mediçao,OFFSET(Import.PLQ,$A65-1,BB$15-1,1,1),0),0),IF(ISNUMBER(INDEX(Import.PLE,Detalhamento!$E65,Detalhamento!BB$15)),IF(INDEX(Import.PLE,Detalhamento!$E65,Detalhamento!BB$15)<=mediçao,0,OFFSET(Import.PLQ,$A65-1,BB$15-1,1,1)),OFFSET(Import.PLQ,$A65-1,BB$15-1,1,1))))","v":0},{"$f":"IF(BC$13=\"\",0,CHOOSE(Detalhamento.OpçãoServiços,OFFSET(Import.PLQ,$A65-1,BC$15-1,1,1),IF(ISNUMBER(INDEX(Import.PLE,Detalhamento!$E65,Detalhamento!BC$15)),IF(INDEX(Import.PLE,Detalhamento!$E65,Detalhamento!BC$15)<=mediçao,OFFSET(Import.PLQ,$A65-1,BC$15-1,1,1),0),0),IF(ISNUMBER(INDEX(Import.PLE,Detalhamento!$E65,Detalhamento!BC$15)),IF(INDEX(Import.PLE,Detalhamento!$E65,Detalhamento!BC$15)<=mediçao,0,OFFSET(Import.PLQ,$A65-1,BC$15-1,1,1)),OFFSET(Import.PLQ,$A65-1,BC$15-1,1,1))))","v":0},{"$f":"IF(BD$13=\"\",0,CHOOSE(Detalhamento.OpçãoServiços,OFFSET(Import.PLQ,$A65-1,BD$15-1,1,1),IF(ISNUMBER(INDEX(Import.PLE,Detalhamento!$E65,Detalhamento!BD$15)),IF(INDEX(Import.PLE,Detalhamento!$E65,Detalhamento!BD$15)<=mediçao,OFFSET(Import.PLQ,$A65-1,BD$15-1,1,1),0),0),IF(ISNUMBER(INDEX(Import.PLE,Detalhamento!$E65,Detalhamento!BD$15)),IF(INDEX(Import.PLE,Detalhamento!$E65,Detalhamento!BD$15)<=mediçao,0,OFFSET(Import.PLQ,$A65-1,BD$15-1,1,1)),OFFSET(Import.PLQ,$A65-1,BD$15-1,1,1))))","v":0},{"$f":"IF(BE$13=\"\",0,CHOOSE(Detalhamento.OpçãoServiços,OFFSET(Import.PLQ,$A65-1,BE$15-1,1,1),IF(ISNUMBER(INDEX(Import.PLE,Detalhamento!$E65,Detalhamento!BE$15)),IF(INDEX(Import.PLE,Detalhamento!$E65,Detalhamento!BE$15)<=mediçao,OFFSET(Import.PLQ,$A65-1,BE$15-1,1,1),0),0),IF(ISNUMBER(INDEX(Import.PLE,Detalhamento!$E65,Detalhamento!BE$15)),IF(INDEX(Import.PLE,Detalhamento!$E65,Detalhamento!BE$15)<=mediçao,0,OFFSET(Import.PLQ,$A65-1,BE$15-1,1,1)),OFFSET(Import.PLQ,$A65-1,BE$15-1,1,1))))","v":0},{"$f":"IF(BF$13=\"\",0,CHOOSE(Detalhamento.OpçãoServiços,OFFSET(Import.PLQ,$A65-1,BF$15-1,1,1),IF(ISNUMBER(INDEX(Import.PLE,Detalhamento!$E65,Detalhamento!BF$15)),IF(INDEX(Import.PLE,Detalhamento!$E65,Detalhamento!BF$15)<=mediçao,OFFSET(Import.PLQ,$A65-1,BF$15-1,1,1),0),0),IF(ISNUMBER(INDEX(Import.PLE,Detalhamento!$E65,Detalhamento!BF$15)),IF(INDEX(Import.PLE,Detalhamento!$E65,Detalhamento!BF$15)<=mediçao,0,OFFSET(Import.PLQ,$A65-1,BF$15-1,1,1)),OFFSET(Import.PLQ,$A65-1,BF$15-1,1,1))))","v":0},{"$f":"IF(BG$13=\"\",0,CHOOSE(Detalhamento.OpçãoServiços,OFFSET(Import.PLQ,$A65-1,BG$15-1,1,1),IF(ISNUMBER(INDEX(Import.PLE,Detalhamento!$E65,Detalhamento!BG$15)),IF(INDEX(Import.PLE,Detalhamento!$E65,Detalhamento!BG$15)<=mediçao,OFFSET(Import.PLQ,$A65-1,BG$15-1,1,1),0),0),IF(ISNUMBER(INDEX(Import.PLE,Detalhamento!$E65,Detalhamento!BG$15)),IF(INDEX(Import.PLE,Detalhamento!$E65,Detalhamento!BG$15)<=mediçao,0,OFFSET(Import.PLQ,$A65-1,BG$15-1,1,1)),OFFSET(Import.PLQ,$A65-1,BG$15-1,1,1))))","v":0},{"$f":"IF(BH$13=\"\",0,CHOOSE(Detalhamento.OpçãoServiços,OFFSET(Import.PLQ,$A65-1,BH$15-1,1,1),IF(ISNUMBER(INDEX(Import.PLE,Detalhamento!$E65,Detalhamento!BH$15)),IF(INDEX(Import.PLE,Detalhamento!$E65,Detalhamento!BH$15)<=mediçao,OFFSET(Import.PLQ,$A65-1,BH$15-1,1,1),0),0),IF(ISNUMBER(INDEX(Import.PLE,Detalhamento!$E65,Detalhamento!BH$15)),IF(INDEX(Import.PLE,Detalhamento!$E65,Detalhamento!BH$15)<=mediçao,0,OFFSET(Import.PLQ,$A65-1,BH$15-1,1,1)),OFFSET(Import.PLQ,$A65-1,BH$15-1,1,1))))","v":0},{"$f":"IF(BI$13=\"\",0,CHOOSE(Detalhamento.OpçãoServiços,OFFSET(Import.PLQ,$A65-1,BI$15-1,1,1),IF(ISNUMBER(INDEX(Import.PLE,Detalhamento!$E65,Detalhamento!BI$15)),IF(INDEX(Import.PLE,Detalhamento!$E65,Detalhamento!BI$15)<=mediçao,OFFSET(Import.PLQ,$A65-1,BI$15-1,1,1),0),0),IF(ISNUMBER(INDEX(Import.PLE,Detalhamento!$E65,Detalhamento!BI$15)),IF(INDEX(Import.PLE,Detalhamento!$E65,Detalhamento!BI$15)<=mediçao,0,OFFSET(Import.PLQ,$A65-1,BI$15-1,1,1)),OFFSET(Import.PLQ,$A65-1,BI$15-1,1,1))))","v":0}]
[37,"Serviço",null,null,13,130037,"1.9.3.","PAR DE MASTROS EM AÇO CARBONO, DIAMETRO 3\", COM CREMALHEIRA, ROLDANAS E BUCHAS DE FIXAÇÃO, COM PINTURA EPOXI E ALTURA DE 2,80 M, OFICIAL PARA VOLEY","UN ",1,null,{"$f":"IF(L$13=\"\",0,CHOOSE(Detalhamento.OpçãoServiços,OFFSET(Import.PLQ,$A66-1,L$15-1,1,1),IF(ISNUMBER(INDEX(Import.PLE,Detalhamento!$E66,Detalhamento!L$15)),IF(INDEX(Import.PLE,Detalhamento!$E66,Detalhamento!L$15)<=mediçao,OFFSET(Import.PLQ,$A66-1,L$15-1,1,1),0),0),IF(ISNUMBER(INDEX(Import.PLE,Detalhamento!$E66,Detalhamento!L$15)),IF(INDEX(Import.PLE,Detalhamento!$E66,Detalhamento!L$15)<=mediçao,0,OFFSET(Import.PLQ,$A66-1,L$15-1,1,1)),OFFSET(Import.PLQ,$A66-1,L$15-1,1,1))))","v":0},{"$f":"IF(M$13=\"\",0,CHOOSE(Detalhamento.OpçãoServiços,OFFSET(Import.PLQ,$A66-1,M$15-1,1,1),IF(ISNUMBER(INDEX(Import.PLE,Detalhamento!$E66,Detalhamento!M$15)),IF(INDEX(Import.PLE,Detalhamento!$E66,Detalhamento!M$15)<=mediçao,OFFSET(Import.PLQ,$A66-1,M$15-1,1,1),0),0),IF(ISNUMBER(INDEX(Import.PLE,Detalhamento!$E66,Detalhamento!M$15)),IF(INDEX(Import.PLE,Detalhamento!$E66,Detalhamento!M$15)<=mediçao,0,OFFSET(Import.PLQ,$A66-1,M$15-1,1,1)),OFFSET(Import.PLQ,$A66-1,M$15-1,1,1))))","v":0},{"$f":"IF(N$13=\"\",0,CHOOSE(Detalhamento.OpçãoServiços,OFFSET(Import.PLQ,$A66-1,N$15-1,1,1),IF(ISNUMBER(INDEX(Import.PLE,Detalhamento!$E66,Detalhamento!N$15)),IF(INDEX(Import.PLE,Detalhamento!$E66,Detalhamento!N$15)<=mediçao,OFFSET(Import.PLQ,$A66-1,N$15-1,1,1),0),0),IF(ISNUMBER(INDEX(Import.PLE,Detalhamento!$E66,Detalhamento!N$15)),IF(INDEX(Import.PLE,Detalhamento!$E66,Detalhamento!N$15)<=mediçao,0,OFFSET(Import.PLQ,$A66-1,N$15-1,1,1)),OFFSET(Import.PLQ,$A66-1,N$15-1,1,1))))","v":0},{"$f":"IF(O$13=\"\",0,CHOOSE(Detalhamento.OpçãoServiços,OFFSET(Import.PLQ,$A66-1,O$15-1,1,1),IF(ISNUMBER(INDEX(Import.PLE,Detalhamento!$E66,Detalhamento!O$15)),IF(INDEX(Import.PLE,Detalhamento!$E66,Detalhamento!O$15)<=mediçao,OFFSET(Import.PLQ,$A66-1,O$15-1,1,1),0),0),IF(ISNUMBER(INDEX(Import.PLE,Detalhamento!$E66,Detalhamento!O$15)),IF(INDEX(Import.PLE,Detalhamento!$E66,Detalhamento!O$15)<=mediçao,0,OFFSET(Import.PLQ,$A66-1,O$15-1,1,1)),OFFSET(Import.PLQ,$A66-1,O$15-1,1,1))))","v":1},{"$f":"IF(P$13=\"\",0,CHOOSE(Detalhamento.OpçãoServiços,OFFSET(Import.PLQ,$A66-1,P$15-1,1,1),IF(ISNUMBER(INDEX(Import.PLE,Detalhamento!$E66,Detalhamento!P$15)),IF(INDEX(Import.PLE,Detalhamento!$E66,Detalhamento!P$15)<=mediçao,OFFSET(Import.PLQ,$A66-1,P$15-1,1,1),0),0),IF(ISNUMBER(INDEX(Import.PLE,Detalhamento!$E66,Detalhamento!P$15)),IF(INDEX(Import.PLE,Detalhamento!$E66,Detalhamento!P$15)<=mediçao,0,OFFSET(Import.PLQ,$A66-1,P$15-1,1,1)),OFFSET(Import.PLQ,$A66-1,P$15-1,1,1))))","v":0},{"$f":"IF(Q$13=\"\",0,CHOOSE(Detalhamento.OpçãoServiços,OFFSET(Import.PLQ,$A66-1,Q$15-1,1,1),IF(ISNUMBER(INDEX(Import.PLE,Detalhamento!$E66,Detalhamento!Q$15)),IF(INDEX(Import.PLE,Detalhamento!$E66,Detalhamento!Q$15)<=mediçao,OFFSET(Import.PLQ,$A66-1,Q$15-1,1,1),0),0),IF(ISNUMBER(INDEX(Import.PLE,Detalhamento!$E66,Detalhamento!Q$15)),IF(INDEX(Import.PLE,Detalhamento!$E66,Detalhamento!Q$15)<=mediçao,0,OFFSET(Import.PLQ,$A66-1,Q$15-1,1,1)),OFFSET(Import.PLQ,$A66-1,Q$15-1,1,1))))","v":0},{"$f":"IF(R$13=\"\",0,CHOOSE(Detalhamento.OpçãoServiços,OFFSET(Import.PLQ,$A66-1,R$15-1,1,1),IF(ISNUMBER(INDEX(Import.PLE,Detalhamento!$E66,Detalhamento!R$15)),IF(INDEX(Import.PLE,Detalhamento!$E66,Detalhamento!R$15)<=mediçao,OFFSET(Import.PLQ,$A66-1,R$15-1,1,1),0),0),IF(ISNUMBER(INDEX(Import.PLE,Detalhamento!$E66,Detalhamento!R$15)),IF(INDEX(Import.PLE,Detalhamento!$E66,Detalhamento!R$15)<=mediçao,0,OFFSET(Import.PLQ,$A66-1,R$15-1,1,1)),OFFSET(Import.PLQ,$A66-1,R$15-1,1,1))))","v":0},{"$f":"IF(S$13=\"\",0,CHOOSE(Detalhamento.OpçãoServiços,OFFSET(Import.PLQ,$A66-1,S$15-1,1,1),IF(ISNUMBER(INDEX(Import.PLE,Detalhamento!$E66,Detalhamento!S$15)),IF(INDEX(Import.PLE,Detalhamento!$E66,Detalhamento!S$15)<=mediçao,OFFSET(Import.PLQ,$A66-1,S$15-1,1,1),0),0),IF(ISNUMBER(INDEX(Import.PLE,Detalhamento!$E66,Detalhamento!S$15)),IF(INDEX(Import.PLE,Detalhamento!$E66,Detalhamento!S$15)<=mediçao,0,OFFSET(Import.PLQ,$A66-1,S$15-1,1,1)),OFFSET(Import.PLQ,$A66-1,S$15-1,1,1))))","v":0},{"$f":"IF(T$13=\"\",0,CHOOSE(Detalhamento.OpçãoServiços,OFFSET(Import.PLQ,$A66-1,T$15-1,1,1),IF(ISNUMBER(INDEX(Import.PLE,Detalhamento!$E66,Detalhamento!T$15)),IF(INDEX(Import.PLE,Detalhamento!$E66,Detalhamento!T$15)<=mediçao,OFFSET(Import.PLQ,$A66-1,T$15-1,1,1),0),0),IF(ISNUMBER(INDEX(Import.PLE,Detalhamento!$E66,Detalhamento!T$15)),IF(INDEX(Import.PLE,Detalhamento!$E66,Detalhamento!T$15)<=mediçao,0,OFFSET(Import.PLQ,$A66-1,T$15-1,1,1)),OFFSET(Import.PLQ,$A66-1,T$15-1,1,1))))","v":0},{"$f":"IF(U$13=\"\",0,CHOOSE(Detalhamento.OpçãoServiços,OFFSET(Import.PLQ,$A66-1,U$15-1,1,1),IF(ISNUMBER(INDEX(Import.PLE,Detalhamento!$E66,Detalhamento!U$15)),IF(INDEX(Import.PLE,Detalhamento!$E66,Detalhamento!U$15)<=mediçao,OFFSET(Import.PLQ,$A66-1,U$15-1,1,1),0),0),IF(ISNUMBER(INDEX(Import.PLE,Detalhamento!$E66,Detalhamento!U$15)),IF(INDEX(Import.PLE,Detalhamento!$E66,Detalhamento!U$15)<=mediçao,0,OFFSET(Import.PLQ,$A66-1,U$15-1,1,1)),OFFSET(Import.PLQ,$A66-1,U$15-1,1,1))))","v":0},{"$f":"IF(V$13=\"\",0,CHOOSE(Detalhamento.OpçãoServiços,OFFSET(Import.PLQ,$A66-1,V$15-1,1,1),IF(ISNUMBER(INDEX(Import.PLE,Detalhamento!$E66,Detalhamento!V$15)),IF(INDEX(Import.PLE,Detalhamento!$E66,Detalhamento!V$15)<=mediçao,OFFSET(Import.PLQ,$A66-1,V$15-1,1,1),0),0),IF(ISNUMBER(INDEX(Import.PLE,Detalhamento!$E66,Detalhamento!V$15)),IF(INDEX(Import.PLE,Detalhamento!$E66,Detalhamento!V$15)<=mediçao,0,OFFSET(Import.PLQ,$A66-1,V$15-1,1,1)),OFFSET(Import.PLQ,$A66-1,V$15-1,1,1))))","v":0},{"$f":"IF(W$13=\"\",0,CHOOSE(Detalhamento.OpçãoServiços,OFFSET(Import.PLQ,$A66-1,W$15-1,1,1),IF(ISNUMBER(INDEX(Import.PLE,Detalhamento!$E66,Detalhamento!W$15)),IF(INDEX(Import.PLE,Detalhamento!$E66,Detalhamento!W$15)<=mediçao,OFFSET(Import.PLQ,$A66-1,W$15-1,1,1),0),0),IF(ISNUMBER(INDEX(Import.PLE,Detalhamento!$E66,Detalhamento!W$15)),IF(INDEX(Import.PLE,Detalhamento!$E66,Detalhamento!W$15)<=mediçao,0,OFFSET(Import.PLQ,$A66-1,W$15-1,1,1)),OFFSET(Import.PLQ,$A66-1,W$15-1,1,1))))","v":0},{"$f":"IF(X$13=\"\",0,CHOOSE(Detalhamento.OpçãoServiços,OFFSET(Import.PLQ,$A66-1,X$15-1,1,1),IF(ISNUMBER(INDEX(Import.PLE,Detalhamento!$E66,Detalhamento!X$15)),IF(INDEX(Import.PLE,Detalhamento!$E66,Detalhamento!X$15)<=mediçao,OFFSET(Import.PLQ,$A66-1,X$15-1,1,1),0),0),IF(ISNUMBER(INDEX(Import.PLE,Detalhamento!$E66,Detalhamento!X$15)),IF(INDEX(Import.PLE,Detalhamento!$E66,Detalhamento!X$15)<=mediçao,0,OFFSET(Import.PLQ,$A66-1,X$15-1,1,1)),OFFSET(Import.PLQ,$A66-1,X$15-1,1,1))))","v":0},{"$f":"IF(Y$13=\"\",0,CHOOSE(Detalhamento.OpçãoServiços,OFFSET(Import.PLQ,$A66-1,Y$15-1,1,1),IF(ISNUMBER(INDEX(Import.PLE,Detalhamento!$E66,Detalhamento!Y$15)),IF(INDEX(Import.PLE,Detalhamento!$E66,Detalhamento!Y$15)<=mediçao,OFFSET(Import.PLQ,$A66-1,Y$15-1,1,1),0),0),IF(ISNUMBER(INDEX(Import.PLE,Detalhamento!$E66,Detalhamento!Y$15)),IF(INDEX(Import.PLE,Detalhamento!$E66,Detalhamento!Y$15)<=mediçao,0,OFFSET(Import.PLQ,$A66-1,Y$15-1,1,1)),OFFSET(Import.PLQ,$A66-1,Y$15-1,1,1))))","v":0},{"$f":"IF(Z$13=\"\",0,CHOOSE(Detalhamento.OpçãoServiços,OFFSET(Import.PLQ,$A66-1,Z$15-1,1,1),IF(ISNUMBER(INDEX(Import.PLE,Detalhamento!$E66,Detalhamento!Z$15)),IF(INDEX(Import.PLE,Detalhamento!$E66,Detalhamento!Z$15)<=mediçao,OFFSET(Import.PLQ,$A66-1,Z$15-1,1,1),0),0),IF(ISNUMBER(INDEX(Import.PLE,Detalhamento!$E66,Detalhamento!Z$15)),IF(INDEX(Import.PLE,Detalhamento!$E66,Detalhamento!Z$15)<=mediçao,0,OFFSET(Import.PLQ,$A66-1,Z$15-1,1,1)),OFFSET(Import.PLQ,$A66-1,Z$15-1,1,1))))","v":0},{"$f":"IF(AA$13=\"\",0,CHOOSE(Detalhamento.OpçãoServiços,OFFSET(Import.PLQ,$A66-1,AA$15-1,1,1),IF(ISNUMBER(INDEX(Import.PLE,Detalhamento!$E66,Detalhamento!AA$15)),IF(INDEX(Import.PLE,Detalhamento!$E66,Detalhamento!AA$15)<=mediçao,OFFSET(Import.PLQ,$A66-1,AA$15-1,1,1),0),0),IF(ISNUMBER(INDEX(Import.PLE,Detalhamento!$E66,Detalhamento!AA$15)),IF(INDEX(Import.PLE,Detalhamento!$E66,Detalhamento!AA$15)<=mediçao,0,OFFSET(Import.PLQ,$A66-1,AA$15-1,1,1)),OFFSET(Import.PLQ,$A66-1,AA$15-1,1,1))))","v":0},{"$f":"IF(AB$13=\"\",0,CHOOSE(Detalhamento.OpçãoServiços,OFFSET(Import.PLQ,$A66-1,AB$15-1,1,1),IF(ISNUMBER(INDEX(Import.PLE,Detalhamento!$E66,Detalhamento!AB$15)),IF(INDEX(Import.PLE,Detalhamento!$E66,Detalhamento!AB$15)<=mediçao,OFFSET(Import.PLQ,$A66-1,AB$15-1,1,1),0),0),IF(ISNUMBER(INDEX(Import.PLE,Detalhamento!$E66,Detalhamento!AB$15)),IF(INDEX(Import.PLE,Detalhamento!$E66,Detalhamento!AB$15)<=mediçao,0,OFFSET(Import.PLQ,$A66-1,AB$15-1,1,1)),OFFSET(Import.PLQ,$A66-1,AB$15-1,1,1))))","v":0},{"$f":"IF(AC$13=\"\",0,CHOOSE(Detalhamento.OpçãoServiços,OFFSET(Import.PLQ,$A66-1,AC$15-1,1,1),IF(ISNUMBER(INDEX(Import.PLE,Detalhamento!$E66,Detalhamento!AC$15)),IF(INDEX(Import.PLE,Detalhamento!$E66,Detalhamento!AC$15)<=mediçao,OFFSET(Import.PLQ,$A66-1,AC$15-1,1,1),0),0),IF(ISNUMBER(INDEX(Import.PLE,Detalhamento!$E66,Detalhamento!AC$15)),IF(INDEX(Import.PLE,Detalhamento!$E66,Detalhamento!AC$15)<=mediçao,0,OFFSET(Import.PLQ,$A66-1,AC$15-1,1,1)),OFFSET(Import.PLQ,$A66-1,AC$15-1,1,1))))","v":0},{"$f":"IF(AD$13=\"\",0,CHOOSE(Detalhamento.OpçãoServiços,OFFSET(Import.PLQ,$A66-1,AD$15-1,1,1),IF(ISNUMBER(INDEX(Import.PLE,Detalhamento!$E66,Detalhamento!AD$15)),IF(INDEX(Import.PLE,Detalhamento!$E66,Detalhamento!AD$15)<=mediçao,OFFSET(Import.PLQ,$A66-1,AD$15-1,1,1),0),0),IF(ISNUMBER(INDEX(Import.PLE,Detalhamento!$E66,Detalhamento!AD$15)),IF(INDEX(Import.PLE,Detalhamento!$E66,Detalhamento!AD$15)<=mediçao,0,OFFSET(Import.PLQ,$A66-1,AD$15-1,1,1)),OFFSET(Import.PLQ,$A66-1,AD$15-1,1,1))))","v":0},{"$f":"IF(AE$13=\"\",0,CHOOSE(Detalhamento.OpçãoServiços,OFFSET(Import.PLQ,$A66-1,AE$15-1,1,1),IF(ISNUMBER(INDEX(Import.PLE,Detalhamento!$E66,Detalhamento!AE$15)),IF(INDEX(Import.PLE,Detalhamento!$E66,Detalhamento!AE$15)<=mediçao,OFFSET(Import.PLQ,$A66-1,AE$15-1,1,1),0),0),IF(ISNUMBER(INDEX(Import.PLE,Detalhamento!$E66,Detalhamento!AE$15)),IF(INDEX(Import.PLE,Detalhamento!$E66,Detalhamento!AE$15)<=mediçao,0,OFFSET(Import.PLQ,$A66-1,AE$15-1,1,1)),OFFSET(Import.PLQ,$A66-1,AE$15-1,1,1))))","v":0},{"$f":"IF(AF$13=\"\",0,CHOOSE(Detalhamento.OpçãoServiços,OFFSET(Import.PLQ,$A66-1,AF$15-1,1,1),IF(ISNUMBER(INDEX(Import.PLE,Detalhamento!$E66,Detalhamento!AF$15)),IF(INDEX(Import.PLE,Detalhamento!$E66,Detalhamento!AF$15)<=mediçao,OFFSET(Import.PLQ,$A66-1,AF$15-1,1,1),0),0),IF(ISNUMBER(INDEX(Import.PLE,Detalhamento!$E66,Detalhamento!AF$15)),IF(INDEX(Import.PLE,Detalhamento!$E66,Detalhamento!AF$15)<=mediçao,0,OFFSET(Import.PLQ,$A66-1,AF$15-1,1,1)),OFFSET(Import.PLQ,$A66-1,AF$15-1,1,1))))","v":0},{"$f":"IF(AG$13=\"\",0,CHOOSE(Detalhamento.OpçãoServiços,OFFSET(Import.PLQ,$A66-1,AG$15-1,1,1),IF(ISNUMBER(INDEX(Import.PLE,Detalhamento!$E66,Detalhamento!AG$15)),IF(INDEX(Import.PLE,Detalhamento!$E66,Detalhamento!AG$15)<=mediçao,OFFSET(Import.PLQ,$A66-1,AG$15-1,1,1),0),0),IF(ISNUMBER(INDEX(Import.PLE,Detalhamento!$E66,Detalhamento!AG$15)),IF(INDEX(Import.PLE,Detalhamento!$E66,Detalhamento!AG$15)<=mediçao,0,OFFSET(Import.PLQ,$A66-1,AG$15-1,1,1)),OFFSET(Import.PLQ,$A66-1,AG$15-1,1,1))))","v":0},{"$f":"IF(AH$13=\"\",0,CHOOSE(Detalhamento.OpçãoServiços,OFFSET(Import.PLQ,$A66-1,AH$15-1,1,1),IF(ISNUMBER(INDEX(Import.PLE,Detalhamento!$E66,Detalhamento!AH$15)),IF(INDEX(Import.PLE,Detalhamento!$E66,Detalhamento!AH$15)<=mediçao,OFFSET(Import.PLQ,$A66-1,AH$15-1,1,1),0),0),IF(ISNUMBER(INDEX(Import.PLE,Detalhamento!$E66,Detalhamento!AH$15)),IF(INDEX(Import.PLE,Detalhamento!$E66,Detalhamento!AH$15)<=mediçao,0,OFFSET(Import.PLQ,$A66-1,AH$15-1,1,1)),OFFSET(Import.PLQ,$A66-1,AH$15-1,1,1))))","v":0},{"$f":"IF(AI$13=\"\",0,CHOOSE(Detalhamento.OpçãoServiços,OFFSET(Import.PLQ,$A66-1,AI$15-1,1,1),IF(ISNUMBER(INDEX(Import.PLE,Detalhamento!$E66,Detalhamento!AI$15)),IF(INDEX(Import.PLE,Detalhamento!$E66,Detalhamento!AI$15)<=mediçao,OFFSET(Import.PLQ,$A66-1,AI$15-1,1,1),0),0),IF(ISNUMBER(INDEX(Import.PLE,Detalhamento!$E66,Detalhamento!AI$15)),IF(INDEX(Import.PLE,Detalhamento!$E66,Detalhamento!AI$15)<=mediçao,0,OFFSET(Import.PLQ,$A66-1,AI$15-1,1,1)),OFFSET(Import.PLQ,$A66-1,AI$15-1,1,1))))","v":0},{"$f":"IF(AJ$13=\"\",0,CHOOSE(Detalhamento.OpçãoServiços,OFFSET(Import.PLQ,$A66-1,AJ$15-1,1,1),IF(ISNUMBER(INDEX(Import.PLE,Detalhamento!$E66,Detalhamento!AJ$15)),IF(INDEX(Import.PLE,Detalhamento!$E66,Detalhamento!AJ$15)<=mediçao,OFFSET(Import.PLQ,$A66-1,AJ$15-1,1,1),0),0),IF(ISNUMBER(INDEX(Import.PLE,Detalhamento!$E66,Detalhamento!AJ$15)),IF(INDEX(Import.PLE,Detalhamento!$E66,Detalhamento!AJ$15)<=mediçao,0,OFFSET(Import.PLQ,$A66-1,AJ$15-1,1,1)),OFFSET(Import.PLQ,$A66-1,AJ$15-1,1,1))))","v":0},{"$f":"IF(AK$13=\"\",0,CHOOSE(Detalhamento.OpçãoServiços,OFFSET(Import.PLQ,$A66-1,AK$15-1,1,1),IF(ISNUMBER(INDEX(Import.PLE,Detalhamento!$E66,Detalhamento!AK$15)),IF(INDEX(Import.PLE,Detalhamento!$E66,Detalhamento!AK$15)<=mediçao,OFFSET(Import.PLQ,$A66-1,AK$15-1,1,1),0),0),IF(ISNUMBER(INDEX(Import.PLE,Detalhamento!$E66,Detalhamento!AK$15)),IF(INDEX(Import.PLE,Detalhamento!$E66,Detalhamento!AK$15)<=mediçao,0,OFFSET(Import.PLQ,$A66-1,AK$15-1,1,1)),OFFSET(Import.PLQ,$A66-1,AK$15-1,1,1))))","v":0},{"$f":"IF(AL$13=\"\",0,CHOOSE(Detalhamento.OpçãoServiços,OFFSET(Import.PLQ,$A66-1,AL$15-1,1,1),IF(ISNUMBER(INDEX(Import.PLE,Detalhamento!$E66,Detalhamento!AL$15)),IF(INDEX(Import.PLE,Detalhamento!$E66,Detalhamento!AL$15)<=mediçao,OFFSET(Import.PLQ,$A66-1,AL$15-1,1,1),0),0),IF(ISNUMBER(INDEX(Import.PLE,Detalhamento!$E66,Detalhamento!AL$15)),IF(INDEX(Import.PLE,Detalhamento!$E66,Detalhamento!AL$15)<=mediçao,0,OFFSET(Import.PLQ,$A66-1,AL$15-1,1,1)),OFFSET(Import.PLQ,$A66-1,AL$15-1,1,1))))","v":0},{"$f":"IF(AM$13=\"\",0,CHOOSE(Detalhamento.OpçãoServiços,OFFSET(Import.PLQ,$A66-1,AM$15-1,1,1),IF(ISNUMBER(INDEX(Import.PLE,Detalhamento!$E66,Detalhamento!AM$15)),IF(INDEX(Import.PLE,Detalhamento!$E66,Detalhamento!AM$15)<=mediçao,OFFSET(Import.PLQ,$A66-1,AM$15-1,1,1),0),0),IF(ISNUMBER(INDEX(Import.PLE,Detalhamento!$E66,Detalhamento!AM$15)),IF(INDEX(Import.PLE,Detalhamento!$E66,Detalhamento!AM$15)<=mediçao,0,OFFSET(Import.PLQ,$A66-1,AM$15-1,1,1)),OFFSET(Import.PLQ,$A66-1,AM$15-1,1,1))))","v":0},{"$f":"IF(AN$13=\"\",0,CHOOSE(Detalhamento.OpçãoServiços,OFFSET(Import.PLQ,$A66-1,AN$15-1,1,1),IF(ISNUMBER(INDEX(Import.PLE,Detalhamento!$E66,Detalhamento!AN$15)),IF(INDEX(Import.PLE,Detalhamento!$E66,Detalhamento!AN$15)<=mediçao,OFFSET(Import.PLQ,$A66-1,AN$15-1,1,1),0),0),IF(ISNUMBER(INDEX(Import.PLE,Detalhamento!$E66,Detalhamento!AN$15)),IF(INDEX(Import.PLE,Detalhamento!$E66,Detalhamento!AN$15)<=mediçao,0,OFFSET(Import.PLQ,$A66-1,AN$15-1,1,1)),OFFSET(Import.PLQ,$A66-1,AN$15-1,1,1))))","v":0},{"$f":"IF(AO$13=\"\",0,CHOOSE(Detalhamento.OpçãoServiços,OFFSET(Import.PLQ,$A66-1,AO$15-1,1,1),IF(ISNUMBER(INDEX(Import.PLE,Detalhamento!$E66,Detalhamento!AO$15)),IF(INDEX(Import.PLE,Detalhamento!$E66,Detalhamento!AO$15)<=mediçao,OFFSET(Import.PLQ,$A66-1,AO$15-1,1,1),0),0),IF(ISNUMBER(INDEX(Import.PLE,Detalhamento!$E66,Detalhamento!AO$15)),IF(INDEX(Import.PLE,Detalhamento!$E66,Detalhamento!AO$15)<=mediçao,0,OFFSET(Import.PLQ,$A66-1,AO$15-1,1,1)),OFFSET(Import.PLQ,$A66-1,AO$15-1,1,1))))","v":0},{"$f":"IF(AP$13=\"\",0,CHOOSE(Detalhamento.OpçãoServiços,OFFSET(Import.PLQ,$A66-1,AP$15-1,1,1),IF(ISNUMBER(INDEX(Import.PLE,Detalhamento!$E66,Detalhamento!AP$15)),IF(INDEX(Import.PLE,Detalhamento!$E66,Detalhamento!AP$15)<=mediçao,OFFSET(Import.PLQ,$A66-1,AP$15-1,1,1),0),0),IF(ISNUMBER(INDEX(Import.PLE,Detalhamento!$E66,Detalhamento!AP$15)),IF(INDEX(Import.PLE,Detalhamento!$E66,Detalhamento!AP$15)<=mediçao,0,OFFSET(Import.PLQ,$A66-1,AP$15-1,1,1)),OFFSET(Import.PLQ,$A66-1,AP$15-1,1,1))))","v":0},{"$f":"IF(AQ$13=\"\",0,CHOOSE(Detalhamento.OpçãoServiços,OFFSET(Import.PLQ,$A66-1,AQ$15-1,1,1),IF(ISNUMBER(INDEX(Import.PLE,Detalhamento!$E66,Detalhamento!AQ$15)),IF(INDEX(Import.PLE,Detalhamento!$E66,Detalhamento!AQ$15)<=mediçao,OFFSET(Import.PLQ,$A66-1,AQ$15-1,1,1),0),0),IF(ISNUMBER(INDEX(Import.PLE,Detalhamento!$E66,Detalhamento!AQ$15)),IF(INDEX(Import.PLE,Detalhamento!$E66,Detalhamento!AQ$15)<=mediçao,0,OFFSET(Import.PLQ,$A66-1,AQ$15-1,1,1)),OFFSET(Import.PLQ,$A66-1,AQ$15-1,1,1))))","v":0},{"$f":"IF(AR$13=\"\",0,CHOOSE(Detalhamento.OpçãoServiços,OFFSET(Import.PLQ,$A66-1,AR$15-1,1,1),IF(ISNUMBER(INDEX(Import.PLE,Detalhamento!$E66,Detalhamento!AR$15)),IF(INDEX(Import.PLE,Detalhamento!$E66,Detalhamento!AR$15)<=mediçao,OFFSET(Import.PLQ,$A66-1,AR$15-1,1,1),0),0),IF(ISNUMBER(INDEX(Import.PLE,Detalhamento!$E66,Detalhamento!AR$15)),IF(INDEX(Import.PLE,Detalhamento!$E66,Detalhamento!AR$15)<=mediçao,0,OFFSET(Import.PLQ,$A66-1,AR$15-1,1,1)),OFFSET(Import.PLQ,$A66-1,AR$15-1,1,1))))","v":0},{"$f":"IF(AS$13=\"\",0,CHOOSE(Detalhamento.OpçãoServiços,OFFSET(Import.PLQ,$A66-1,AS$15-1,1,1),IF(ISNUMBER(INDEX(Import.PLE,Detalhamento!$E66,Detalhamento!AS$15)),IF(INDEX(Import.PLE,Detalhamento!$E66,Detalhamento!AS$15)<=mediçao,OFFSET(Import.PLQ,$A66-1,AS$15-1,1,1),0),0),IF(ISNUMBER(INDEX(Import.PLE,Detalhamento!$E66,Detalhamento!AS$15)),IF(INDEX(Import.PLE,Detalhamento!$E66,Detalhamento!AS$15)<=mediçao,0,OFFSET(Import.PLQ,$A66-1,AS$15-1,1,1)),OFFSET(Import.PLQ,$A66-1,AS$15-1,1,1))))","v":0},{"$f":"IF(AT$13=\"\",0,CHOOSE(Detalhamento.OpçãoServiços,OFFSET(Import.PLQ,$A66-1,AT$15-1,1,1),IF(ISNUMBER(INDEX(Import.PLE,Detalhamento!$E66,Detalhamento!AT$15)),IF(INDEX(Import.PLE,Detalhamento!$E66,Detalhamento!AT$15)<=mediçao,OFFSET(Import.PLQ,$A66-1,AT$15-1,1,1),0),0),IF(ISNUMBER(INDEX(Import.PLE,Detalhamento!$E66,Detalhamento!AT$15)),IF(INDEX(Import.PLE,Detalhamento!$E66,Detalhamento!AT$15)<=mediçao,0,OFFSET(Import.PLQ,$A66-1,AT$15-1,1,1)),OFFSET(Import.PLQ,$A66-1,AT$15-1,1,1))))","v":0},{"$f":"IF(AU$13=\"\",0,CHOOSE(Detalhamento.OpçãoServiços,OFFSET(Import.PLQ,$A66-1,AU$15-1,1,1),IF(ISNUMBER(INDEX(Import.PLE,Detalhamento!$E66,Detalhamento!AU$15)),IF(INDEX(Import.PLE,Detalhamento!$E66,Detalhamento!AU$15)<=mediçao,OFFSET(Import.PLQ,$A66-1,AU$15-1,1,1),0),0),IF(ISNUMBER(INDEX(Import.PLE,Detalhamento!$E66,Detalhamento!AU$15)),IF(INDEX(Import.PLE,Detalhamento!$E66,Detalhamento!AU$15)<=mediçao,0,OFFSET(Import.PLQ,$A66-1,AU$15-1,1,1)),OFFSET(Import.PLQ,$A66-1,AU$15-1,1,1))))","v":0},{"$f":"IF(AV$13=\"\",0,CHOOSE(Detalhamento.OpçãoServiços,OFFSET(Import.PLQ,$A66-1,AV$15-1,1,1),IF(ISNUMBER(INDEX(Import.PLE,Detalhamento!$E66,Detalhamento!AV$15)),IF(INDEX(Import.PLE,Detalhamento!$E66,Detalhamento!AV$15)<=mediçao,OFFSET(Import.PLQ,$A66-1,AV$15-1,1,1),0),0),IF(ISNUMBER(INDEX(Import.PLE,Detalhamento!$E66,Detalhamento!AV$15)),IF(INDEX(Import.PLE,Detalhamento!$E66,Detalhamento!AV$15)<=mediçao,0,OFFSET(Import.PLQ,$A66-1,AV$15-1,1,1)),OFFSET(Import.PLQ,$A66-1,AV$15-1,1,1))))","v":0},{"$f":"IF(AW$13=\"\",0,CHOOSE(Detalhamento.OpçãoServiços,OFFSET(Import.PLQ,$A66-1,AW$15-1,1,1),IF(ISNUMBER(INDEX(Import.PLE,Detalhamento!$E66,Detalhamento!AW$15)),IF(INDEX(Import.PLE,Detalhamento!$E66,Detalhamento!AW$15)<=mediçao,OFFSET(Import.PLQ,$A66-1,AW$15-1,1,1),0),0),IF(ISNUMBER(INDEX(Import.PLE,Detalhamento!$E66,Detalhamento!AW$15)),IF(INDEX(Import.PLE,Detalhamento!$E66,Detalhamento!AW$15)<=mediçao,0,OFFSET(Import.PLQ,$A66-1,AW$15-1,1,1)),OFFSET(Import.PLQ,$A66-1,AW$15-1,1,1))))","v":0},{"$f":"IF(AX$13=\"\",0,CHOOSE(Detalhamento.OpçãoServiços,OFFSET(Import.PLQ,$A66-1,AX$15-1,1,1),IF(ISNUMBER(INDEX(Import.PLE,Detalhamento!$E66,Detalhamento!AX$15)),IF(INDEX(Import.PLE,Detalhamento!$E66,Detalhamento!AX$15)<=mediçao,OFFSET(Import.PLQ,$A66-1,AX$15-1,1,1),0),0),IF(ISNUMBER(INDEX(Import.PLE,Detalhamento!$E66,Detalhamento!AX$15)),IF(INDEX(Import.PLE,Detalhamento!$E66,Detalhamento!AX$15)<=mediçao,0,OFFSET(Import.PLQ,$A66-1,AX$15-1,1,1)),OFFSET(Import.PLQ,$A66-1,AX$15-1,1,1))))","v":0},{"$f":"IF(AY$13=\"\",0,CHOOSE(Detalhamento.OpçãoServiços,OFFSET(Import.PLQ,$A66-1,AY$15-1,1,1),IF(ISNUMBER(INDEX(Import.PLE,Detalhamento!$E66,Detalhamento!AY$15)),IF(INDEX(Import.PLE,Detalhamento!$E66,Detalhamento!AY$15)<=mediçao,OFFSET(Import.PLQ,$A66-1,AY$15-1,1,1),0),0),IF(ISNUMBER(INDEX(Import.PLE,Detalhamento!$E66,Detalhamento!AY$15)),IF(INDEX(Import.PLE,Detalhamento!$E66,Detalhamento!AY$15)<=mediçao,0,OFFSET(Import.PLQ,$A66-1,AY$15-1,1,1)),OFFSET(Import.PLQ,$A66-1,AY$15-1,1,1))))","v":0},{"$f":"IF(AZ$13=\"\",0,CHOOSE(Detalhamento.OpçãoServiços,OFFSET(Import.PLQ,$A66-1,AZ$15-1,1,1),IF(ISNUMBER(INDEX(Import.PLE,Detalhamento!$E66,Detalhamento!AZ$15)),IF(INDEX(Import.PLE,Detalhamento!$E66,Detalhamento!AZ$15)<=mediçao,OFFSET(Import.PLQ,$A66-1,AZ$15-1,1,1),0),0),IF(ISNUMBER(INDEX(Import.PLE,Detalhamento!$E66,Detalhamento!AZ$15)),IF(INDEX(Import.PLE,Detalhamento!$E66,Detalhamento!AZ$15)<=mediçao,0,OFFSET(Import.PLQ,$A66-1,AZ$15-1,1,1)),OFFSET(Import.PLQ,$A66-1,AZ$15-1,1,1))))","v":0},{"$f":"IF(BA$13=\"\",0,CHOOSE(Detalhamento.OpçãoServiços,OFFSET(Import.PLQ,$A66-1,BA$15-1,1,1),IF(ISNUMBER(INDEX(Import.PLE,Detalhamento!$E66,Detalhamento!BA$15)),IF(INDEX(Import.PLE,Detalhamento!$E66,Detalhamento!BA$15)<=mediçao,OFFSET(Import.PLQ,$A66-1,BA$15-1,1,1),0),0),IF(ISNUMBER(INDEX(Import.PLE,Detalhamento!$E66,Detalhamento!BA$15)),IF(INDEX(Import.PLE,Detalhamento!$E66,Detalhamento!BA$15)<=mediçao,0,OFFSET(Import.PLQ,$A66-1,BA$15-1,1,1)),OFFSET(Import.PLQ,$A66-1,BA$15-1,1,1))))","v":0},{"$f":"IF(BB$13=\"\",0,CHOOSE(Detalhamento.OpçãoServiços,OFFSET(Import.PLQ,$A66-1,BB$15-1,1,1),IF(ISNUMBER(INDEX(Import.PLE,Detalhamento!$E66,Detalhamento!BB$15)),IF(INDEX(Import.PLE,Detalhamento!$E66,Detalhamento!BB$15)<=mediçao,OFFSET(Import.PLQ,$A66-1,BB$15-1,1,1),0),0),IF(ISNUMBER(INDEX(Import.PLE,Detalhamento!$E66,Detalhamento!BB$15)),IF(INDEX(Import.PLE,Detalhamento!$E66,Detalhamento!BB$15)<=mediçao,0,OFFSET(Import.PLQ,$A66-1,BB$15-1,1,1)),OFFSET(Import.PLQ,$A66-1,BB$15-1,1,1))))","v":0},{"$f":"IF(BC$13=\"\",0,CHOOSE(Detalhamento.OpçãoServiços,OFFSET(Import.PLQ,$A66-1,BC$15-1,1,1),IF(ISNUMBER(INDEX(Import.PLE,Detalhamento!$E66,Detalhamento!BC$15)),IF(INDEX(Import.PLE,Detalhamento!$E66,Detalhamento!BC$15)<=mediçao,OFFSET(Import.PLQ,$A66-1,BC$15-1,1,1),0),0),IF(ISNUMBER(INDEX(Import.PLE,Detalhamento!$E66,Detalhamento!BC$15)),IF(INDEX(Import.PLE,Detalhamento!$E66,Detalhamento!BC$15)<=mediçao,0,OFFSET(Import.PLQ,$A66-1,BC$15-1,1,1)),OFFSET(Import.PLQ,$A66-1,BC$15-1,1,1))))","v":0},{"$f":"IF(BD$13=\"\",0,CHOOSE(Detalhamento.OpçãoServiços,OFFSET(Import.PLQ,$A66-1,BD$15-1,1,1),IF(ISNUMBER(INDEX(Import.PLE,Detalhamento!$E66,Detalhamento!BD$15)),IF(INDEX(Import.PLE,Detalhamento!$E66,Detalhamento!BD$15)<=mediçao,OFFSET(Import.PLQ,$A66-1,BD$15-1,1,1),0),0),IF(ISNUMBER(INDEX(Import.PLE,Detalhamento!$E66,Detalhamento!BD$15)),IF(INDEX(Import.PLE,Detalhamento!$E66,Detalhamento!BD$15)<=mediçao,0,OFFSET(Import.PLQ,$A66-1,BD$15-1,1,1)),OFFSET(Import.PLQ,$A66-1,BD$15-1,1,1))))","v":0},{"$f":"IF(BE$13=\"\",0,CHOOSE(Detalhamento.OpçãoServiços,OFFSET(Import.PLQ,$A66-1,BE$15-1,1,1),IF(ISNUMBER(INDEX(Import.PLE,Detalhamento!$E66,Detalhamento!BE$15)),IF(INDEX(Import.PLE,Detalhamento!$E66,Detalhamento!BE$15)<=mediçao,OFFSET(Import.PLQ,$A66-1,BE$15-1,1,1),0),0),IF(ISNUMBER(INDEX(Import.PLE,Detalhamento!$E66,Detalhamento!BE$15)),IF(INDEX(Import.PLE,Detalhamento!$E66,Detalhamento!BE$15)<=mediçao,0,OFFSET(Import.PLQ,$A66-1,BE$15-1,1,1)),OFFSET(Import.PLQ,$A66-1,BE$15-1,1,1))))","v":0},{"$f":"IF(BF$13=\"\",0,CHOOSE(Detalhamento.OpçãoServiços,OFFSET(Import.PLQ,$A66-1,BF$15-1,1,1),IF(ISNUMBER(INDEX(Import.PLE,Detalhamento!$E66,Detalhamento!BF$15)),IF(INDEX(Import.PLE,Detalhamento!$E66,Detalhamento!BF$15)<=mediçao,OFFSET(Import.PLQ,$A66-1,BF$15-1,1,1),0),0),IF(ISNUMBER(INDEX(Import.PLE,Detalhamento!$E66,Detalhamento!BF$15)),IF(INDEX(Import.PLE,Detalhamento!$E66,Detalhamento!BF$15)<=mediçao,0,OFFSET(Import.PLQ,$A66-1,BF$15-1,1,1)),OFFSET(Import.PLQ,$A66-1,BF$15-1,1,1))))","v":0},{"$f":"IF(BG$13=\"\",0,CHOOSE(Detalhamento.OpçãoServiços,OFFSET(Import.PLQ,$A66-1,BG$15-1,1,1),IF(ISNUMBER(INDEX(Import.PLE,Detalhamento!$E66,Detalhamento!BG$15)),IF(INDEX(Import.PLE,Detalhamento!$E66,Detalhamento!BG$15)<=mediçao,OFFSET(Import.PLQ,$A66-1,BG$15-1,1,1),0),0),IF(ISNUMBER(INDEX(Import.PLE,Detalhamento!$E66,Detalhamento!BG$15)),IF(INDEX(Import.PLE,Detalhamento!$E66,Detalhamento!BG$15)<=mediçao,0,OFFSET(Import.PLQ,$A66-1,BG$15-1,1,1)),OFFSET(Import.PLQ,$A66-1,BG$15-1,1,1))))","v":0},{"$f":"IF(BH$13=\"\",0,CHOOSE(Detalhamento.OpçãoServiços,OFFSET(Import.PLQ,$A66-1,BH$15-1,1,1),IF(ISNUMBER(INDEX(Import.PLE,Detalhamento!$E66,Detalhamento!BH$15)),IF(INDEX(Import.PLE,Detalhamento!$E66,Detalhamento!BH$15)<=mediçao,OFFSET(Import.PLQ,$A66-1,BH$15-1,1,1),0),0),IF(ISNUMBER(INDEX(Import.PLE,Detalhamento!$E66,Detalhamento!BH$15)),IF(INDEX(Import.PLE,Detalhamento!$E66,Detalhamento!BH$15)<=mediçao,0,OFFSET(Import.PLQ,$A66-1,BH$15-1,1,1)),OFFSET(Import.PLQ,$A66-1,BH$15-1,1,1))))","v":0},{"$f":"IF(BI$13=\"\",0,CHOOSE(Detalhamento.OpçãoServiços,OFFSET(Import.PLQ,$A66-1,BI$15-1,1,1),IF(ISNUMBER(INDEX(Import.PLE,Detalhamento!$E66,Detalhamento!BI$15)),IF(INDEX(Import.PLE,Detalhamento!$E66,Detalhamento!BI$15)<=mediçao,OFFSET(Import.PLQ,$A66-1,BI$15-1,1,1),0),0),IF(ISNUMBER(INDEX(Import.PLE,Detalhamento!$E66,Detalhamento!BI$15)),IF(INDEX(Import.PLE,Detalhamento!$E66,Detalhamento!BI$15)<=mediçao,0,OFFSET(Import.PLQ,$A66-1,BI$15-1,1,1)),OFFSET(Import.PLQ,$A66-1,BI$15-1,1,1))))","v":0}]
[38,"Serviço",null,null,13,130038,"1.9.4.","REDE DE VÔLEI PROFISSIONAIL COM FAIXAS EM PVC","UN ",1,null,{"$f":"IF(L$13=\"\",0,CHOOSE(Detalhamento.OpçãoServiços,OFFSET(Import.PLQ,$A67-1,L$15-1,1,1),IF(ISNUMBER(INDEX(Import.PLE,Detalhamento!$E67,Detalhamento!L$15)),IF(INDEX(Import.PLE,Detalhamento!$E67,Detalhamento!L$15)<=mediçao,OFFSET(Import.PLQ,$A67-1,L$15-1,1,1),0),0),IF(ISNUMBER(INDEX(Import.PLE,Detalhamento!$E67,Detalhamento!L$15)),IF(INDEX(Import.PLE,Detalhamento!$E67,Detalhamento!L$15)<=mediçao,0,OFFSET(Import.PLQ,$A67-1,L$15-1,1,1)),OFFSET(Import.PLQ,$A67-1,L$15-1,1,1))))","v":0},{"$f":"IF(M$13=\"\",0,CHOOSE(Detalhamento.OpçãoServiços,OFFSET(Import.PLQ,$A67-1,M$15-1,1,1),IF(ISNUMBER(INDEX(Import.PLE,Detalhamento!$E67,Detalhamento!M$15)),IF(INDEX(Import.PLE,Detalhamento!$E67,Detalhamento!M$15)<=mediçao,OFFSET(Import.PLQ,$A67-1,M$15-1,1,1),0),0),IF(ISNUMBER(INDEX(Import.PLE,Detalhamento!$E67,Detalhamento!M$15)),IF(INDEX(Import.PLE,Detalhamento!$E67,Detalhamento!M$15)<=mediçao,0,OFFSET(Import.PLQ,$A67-1,M$15-1,1,1)),OFFSET(Import.PLQ,$A67-1,M$15-1,1,1))))","v":0},{"$f":"IF(N$13=\"\",0,CHOOSE(Detalhamento.OpçãoServiços,OFFSET(Import.PLQ,$A67-1,N$15-1,1,1),IF(ISNUMBER(INDEX(Import.PLE,Detalhamento!$E67,Detalhamento!N$15)),IF(INDEX(Import.PLE,Detalhamento!$E67,Detalhamento!N$15)<=mediçao,OFFSET(Import.PLQ,$A67-1,N$15-1,1,1),0),0),IF(ISNUMBER(INDEX(Import.PLE,Detalhamento!$E67,Detalhamento!N$15)),IF(INDEX(Import.PLE,Detalhamento!$E67,Detalhamento!N$15)<=mediçao,0,OFFSET(Import.PLQ,$A67-1,N$15-1,1,1)),OFFSET(Import.PLQ,$A67-1,N$15-1,1,1))))","v":0},{"$f":"IF(O$13=\"\",0,CHOOSE(Detalhamento.OpçãoServiços,OFFSET(Import.PLQ,$A67-1,O$15-1,1,1),IF(ISNUMBER(INDEX(Import.PLE,Detalhamento!$E67,Detalhamento!O$15)),IF(INDEX(Import.PLE,Detalhamento!$E67,Detalhamento!O$15)<=mediçao,OFFSET(Import.PLQ,$A67-1,O$15-1,1,1),0),0),IF(ISNUMBER(INDEX(Import.PLE,Detalhamento!$E67,Detalhamento!O$15)),IF(INDEX(Import.PLE,Detalhamento!$E67,Detalhamento!O$15)<=mediçao,0,OFFSET(Import.PLQ,$A67-1,O$15-1,1,1)),OFFSET(Import.PLQ,$A67-1,O$15-1,1,1))))","v":1},{"$f":"IF(P$13=\"\",0,CHOOSE(Detalhamento.OpçãoServiços,OFFSET(Import.PLQ,$A67-1,P$15-1,1,1),IF(ISNUMBER(INDEX(Import.PLE,Detalhamento!$E67,Detalhamento!P$15)),IF(INDEX(Import.PLE,Detalhamento!$E67,Detalhamento!P$15)<=mediçao,OFFSET(Import.PLQ,$A67-1,P$15-1,1,1),0),0),IF(ISNUMBER(INDEX(Import.PLE,Detalhamento!$E67,Detalhamento!P$15)),IF(INDEX(Import.PLE,Detalhamento!$E67,Detalhamento!P$15)<=mediçao,0,OFFSET(Import.PLQ,$A67-1,P$15-1,1,1)),OFFSET(Import.PLQ,$A67-1,P$15-1,1,1))))","v":0},{"$f":"IF(Q$13=\"\",0,CHOOSE(Detalhamento.OpçãoServiços,OFFSET(Import.PLQ,$A67-1,Q$15-1,1,1),IF(ISNUMBER(INDEX(Import.PLE,Detalhamento!$E67,Detalhamento!Q$15)),IF(INDEX(Import.PLE,Detalhamento!$E67,Detalhamento!Q$15)<=mediçao,OFFSET(Import.PLQ,$A67-1,Q$15-1,1,1),0),0),IF(ISNUMBER(INDEX(Import.PLE,Detalhamento!$E67,Detalhamento!Q$15)),IF(INDEX(Import.PLE,Detalhamento!$E67,Detalhamento!Q$15)<=mediçao,0,OFFSET(Import.PLQ,$A67-1,Q$15-1,1,1)),OFFSET(Import.PLQ,$A67-1,Q$15-1,1,1))))","v":0},{"$f":"IF(R$13=\"\",0,CHOOSE(Detalhamento.OpçãoServiços,OFFSET(Import.PLQ,$A67-1,R$15-1,1,1),IF(ISNUMBER(INDEX(Import.PLE,Detalhamento!$E67,Detalhamento!R$15)),IF(INDEX(Import.PLE,Detalhamento!$E67,Detalhamento!R$15)<=mediçao,OFFSET(Import.PLQ,$A67-1,R$15-1,1,1),0),0),IF(ISNUMBER(INDEX(Import.PLE,Detalhamento!$E67,Detalhamento!R$15)),IF(INDEX(Import.PLE,Detalhamento!$E67,Detalhamento!R$15)<=mediçao,0,OFFSET(Import.PLQ,$A67-1,R$15-1,1,1)),OFFSET(Import.PLQ,$A67-1,R$15-1,1,1))))","v":0},{"$f":"IF(S$13=\"\",0,CHOOSE(Detalhamento.OpçãoServiços,OFFSET(Import.PLQ,$A67-1,S$15-1,1,1),IF(ISNUMBER(INDEX(Import.PLE,Detalhamento!$E67,Detalhamento!S$15)),IF(INDEX(Import.PLE,Detalhamento!$E67,Detalhamento!S$15)<=mediçao,OFFSET(Import.PLQ,$A67-1,S$15-1,1,1),0),0),IF(ISNUMBER(INDEX(Import.PLE,Detalhamento!$E67,Detalhamento!S$15)),IF(INDEX(Import.PLE,Detalhamento!$E67,Detalhamento!S$15)<=mediçao,0,OFFSET(Import.PLQ,$A67-1,S$15-1,1,1)),OFFSET(Import.PLQ,$A67-1,S$15-1,1,1))))","v":0},{"$f":"IF(T$13=\"\",0,CHOOSE(Detalhamento.OpçãoServiços,OFFSET(Import.PLQ,$A67-1,T$15-1,1,1),IF(ISNUMBER(INDEX(Import.PLE,Detalhamento!$E67,Detalhamento!T$15)),IF(INDEX(Import.PLE,Detalhamento!$E67,Detalhamento!T$15)<=mediçao,OFFSET(Import.PLQ,$A67-1,T$15-1,1,1),0),0),IF(ISNUMBER(INDEX(Import.PLE,Detalhamento!$E67,Detalhamento!T$15)),IF(INDEX(Import.PLE,Detalhamento!$E67,Detalhamento!T$15)<=mediçao,0,OFFSET(Import.PLQ,$A67-1,T$15-1,1,1)),OFFSET(Import.PLQ,$A67-1,T$15-1,1,1))))","v":0},{"$f":"IF(U$13=\"\",0,CHOOSE(Detalhamento.OpçãoServiços,OFFSET(Import.PLQ,$A67-1,U$15-1,1,1),IF(ISNUMBER(INDEX(Import.PLE,Detalhamento!$E67,Detalhamento!U$15)),IF(INDEX(Import.PLE,Detalhamento!$E67,Detalhamento!U$15)<=mediçao,OFFSET(Import.PLQ,$A67-1,U$15-1,1,1),0),0),IF(ISNUMBER(INDEX(Import.PLE,Detalhamento!$E67,Detalhamento!U$15)),IF(INDEX(Import.PLE,Detalhamento!$E67,Detalhamento!U$15)<=mediçao,0,OFFSET(Import.PLQ,$A67-1,U$15-1,1,1)),OFFSET(Import.PLQ,$A67-1,U$15-1,1,1))))","v":0},{"$f":"IF(V$13=\"\",0,CHOOSE(Detalhamento.OpçãoServiços,OFFSET(Import.PLQ,$A67-1,V$15-1,1,1),IF(ISNUMBER(INDEX(Import.PLE,Detalhamento!$E67,Detalhamento!V$15)),IF(INDEX(Import.PLE,Detalhamento!$E67,Detalhamento!V$15)<=mediçao,OFFSET(Import.PLQ,$A67-1,V$15-1,1,1),0),0),IF(ISNUMBER(INDEX(Import.PLE,Detalhamento!$E67,Detalhamento!V$15)),IF(INDEX(Import.PLE,Detalhamento!$E67,Detalhamento!V$15)<=mediçao,0,OFFSET(Import.PLQ,$A67-1,V$15-1,1,1)),OFFSET(Import.PLQ,$A67-1,V$15-1,1,1))))","v":0},{"$f":"IF(W$13=\"\",0,CHOOSE(Detalhamento.OpçãoServiços,OFFSET(Import.PLQ,$A67-1,W$15-1,1,1),IF(ISNUMBER(INDEX(Import.PLE,Detalhamento!$E67,Detalhamento!W$15)),IF(INDEX(Import.PLE,Detalhamento!$E67,Detalhamento!W$15)<=mediçao,OFFSET(Import.PLQ,$A67-1,W$15-1,1,1),0),0),IF(ISNUMBER(INDEX(Import.PLE,Detalhamento!$E67,Detalhamento!W$15)),IF(INDEX(Import.PLE,Detalhamento!$E67,Detalhamento!W$15)<=mediçao,0,OFFSET(Import.PLQ,$A67-1,W$15-1,1,1)),OFFSET(Import.PLQ,$A67-1,W$15-1,1,1))))","v":0},{"$f":"IF(X$13=\"\",0,CHOOSE(Detalhamento.OpçãoServiços,OFFSET(Import.PLQ,$A67-1,X$15-1,1,1),IF(ISNUMBER(INDEX(Import.PLE,Detalhamento!$E67,Detalhamento!X$15)),IF(INDEX(Import.PLE,Detalhamento!$E67,Detalhamento!X$15)<=mediçao,OFFSET(Import.PLQ,$A67-1,X$15-1,1,1),0),0),IF(ISNUMBER(INDEX(Import.PLE,Detalhamento!$E67,Detalhamento!X$15)),IF(INDEX(Import.PLE,Detalhamento!$E67,Detalhamento!X$15)<=mediçao,0,OFFSET(Import.PLQ,$A67-1,X$15-1,1,1)),OFFSET(Import.PLQ,$A67-1,X$15-1,1,1))))","v":0},{"$f":"IF(Y$13=\"\",0,CHOOSE(Detalhamento.OpçãoServiços,OFFSET(Import.PLQ,$A67-1,Y$15-1,1,1),IF(ISNUMBER(INDEX(Import.PLE,Detalhamento!$E67,Detalhamento!Y$15)),IF(INDEX(Import.PLE,Detalhamento!$E67,Detalhamento!Y$15)<=mediçao,OFFSET(Import.PLQ,$A67-1,Y$15-1,1,1),0),0),IF(ISNUMBER(INDEX(Import.PLE,Detalhamento!$E67,Detalhamento!Y$15)),IF(INDEX(Import.PLE,Detalhamento!$E67,Detalhamento!Y$15)<=mediçao,0,OFFSET(Import.PLQ,$A67-1,Y$15-1,1,1)),OFFSET(Import.PLQ,$A67-1,Y$15-1,1,1))))","v":0},{"$f":"IF(Z$13=\"\",0,CHOOSE(Detalhamento.OpçãoServiços,OFFSET(Import.PLQ,$A67-1,Z$15-1,1,1),IF(ISNUMBER(INDEX(Import.PLE,Detalhamento!$E67,Detalhamento!Z$15)),IF(INDEX(Import.PLE,Detalhamento!$E67,Detalhamento!Z$15)<=mediçao,OFFSET(Import.PLQ,$A67-1,Z$15-1,1,1),0),0),IF(ISNUMBER(INDEX(Import.PLE,Detalhamento!$E67,Detalhamento!Z$15)),IF(INDEX(Import.PLE,Detalhamento!$E67,Detalhamento!Z$15)<=mediçao,0,OFFSET(Import.PLQ,$A67-1,Z$15-1,1,1)),OFFSET(Import.PLQ,$A67-1,Z$15-1,1,1))))","v":0},{"$f":"IF(AA$13=\"\",0,CHOOSE(Detalhamento.OpçãoServiços,OFFSET(Import.PLQ,$A67-1,AA$15-1,1,1),IF(ISNUMBER(INDEX(Import.PLE,Detalhamento!$E67,Detalhamento!AA$15)),IF(INDEX(Import.PLE,Detalhamento!$E67,Detalhamento!AA$15)<=mediçao,OFFSET(Import.PLQ,$A67-1,AA$15-1,1,1),0),0),IF(ISNUMBER(INDEX(Import.PLE,Detalhamento!$E67,Detalhamento!AA$15)),IF(INDEX(Import.PLE,Detalhamento!$E67,Detalhamento!AA$15)<=mediçao,0,OFFSET(Import.PLQ,$A67-1,AA$15-1,1,1)),OFFSET(Import.PLQ,$A67-1,AA$15-1,1,1))))","v":0},{"$f":"IF(AB$13=\"\",0,CHOOSE(Detalhamento.OpçãoServiços,OFFSET(Import.PLQ,$A67-1,AB$15-1,1,1),IF(ISNUMBER(INDEX(Import.PLE,Detalhamento!$E67,Detalhamento!AB$15)),IF(INDEX(Import.PLE,Detalhamento!$E67,Detalhamento!AB$15)<=mediçao,OFFSET(Import.PLQ,$A67-1,AB$15-1,1,1),0),0),IF(ISNUMBER(INDEX(Import.PLE,Detalhamento!$E67,Detalhamento!AB$15)),IF(INDEX(Import.PLE,Detalhamento!$E67,Detalhamento!AB$15)<=mediçao,0,OFFSET(Import.PLQ,$A67-1,AB$15-1,1,1)),OFFSET(Import.PLQ,$A67-1,AB$15-1,1,1))))","v":0},{"$f":"IF(AC$13=\"\",0,CHOOSE(Detalhamento.OpçãoServiços,OFFSET(Import.PLQ,$A67-1,AC$15-1,1,1),IF(ISNUMBER(INDEX(Import.PLE,Detalhamento!$E67,Detalhamento!AC$15)),IF(INDEX(Import.PLE,Detalhamento!$E67,Detalhamento!AC$15)<=mediçao,OFFSET(Import.PLQ,$A67-1,AC$15-1,1,1),0),0),IF(ISNUMBER(INDEX(Import.PLE,Detalhamento!$E67,Detalhamento!AC$15)),IF(INDEX(Import.PLE,Detalhamento!$E67,Detalhamento!AC$15)<=mediçao,0,OFFSET(Import.PLQ,$A67-1,AC$15-1,1,1)),OFFSET(Import.PLQ,$A67-1,AC$15-1,1,1))))","v":0},{"$f":"IF(AD$13=\"\",0,CHOOSE(Detalhamento.OpçãoServiços,OFFSET(Import.PLQ,$A67-1,AD$15-1,1,1),IF(ISNUMBER(INDEX(Import.PLE,Detalhamento!$E67,Detalhamento!AD$15)),IF(INDEX(Import.PLE,Detalhamento!$E67,Detalhamento!AD$15)<=mediçao,OFFSET(Import.PLQ,$A67-1,AD$15-1,1,1),0),0),IF(ISNUMBER(INDEX(Import.PLE,Detalhamento!$E67,Detalhamento!AD$15)),IF(INDEX(Import.PLE,Detalhamento!$E67,Detalhamento!AD$15)<=mediçao,0,OFFSET(Import.PLQ,$A67-1,AD$15-1,1,1)),OFFSET(Import.PLQ,$A67-1,AD$15-1,1,1))))","v":0},{"$f":"IF(AE$13=\"\",0,CHOOSE(Detalhamento.OpçãoServiços,OFFSET(Import.PLQ,$A67-1,AE$15-1,1,1),IF(ISNUMBER(INDEX(Import.PLE,Detalhamento!$E67,Detalhamento!AE$15)),IF(INDEX(Import.PLE,Detalhamento!$E67,Detalhamento!AE$15)<=mediçao,OFFSET(Import.PLQ,$A67-1,AE$15-1,1,1),0),0),IF(ISNUMBER(INDEX(Import.PLE,Detalhamento!$E67,Detalhamento!AE$15)),IF(INDEX(Import.PLE,Detalhamento!$E67,Detalhamento!AE$15)<=mediçao,0,OFFSET(Import.PLQ,$A67-1,AE$15-1,1,1)),OFFSET(Import.PLQ,$A67-1,AE$15-1,1,1))))","v":0},{"$f":"IF(AF$13=\"\",0,CHOOSE(Detalhamento.OpçãoServiços,OFFSET(Import.PLQ,$A67-1,AF$15-1,1,1),IF(ISNUMBER(INDEX(Import.PLE,Detalhamento!$E67,Detalhamento!AF$15)),IF(INDEX(Import.PLE,Detalhamento!$E67,Detalhamento!AF$15)<=mediçao,OFFSET(Import.PLQ,$A67-1,AF$15-1,1,1),0),0),IF(ISNUMBER(INDEX(Import.PLE,Detalhamento!$E67,Detalhamento!AF$15)),IF(INDEX(Import.PLE,Detalhamento!$E67,Detalhamento!AF$15)<=mediçao,0,OFFSET(Import.PLQ,$A67-1,AF$15-1,1,1)),OFFSET(Import.PLQ,$A67-1,AF$15-1,1,1))))","v":0},{"$f":"IF(AG$13=\"\",0,CHOOSE(Detalhamento.OpçãoServiços,OFFSET(Import.PLQ,$A67-1,AG$15-1,1,1),IF(ISNUMBER(INDEX(Import.PLE,Detalhamento!$E67,Detalhamento!AG$15)),IF(INDEX(Import.PLE,Detalhamento!$E67,Detalhamento!AG$15)<=mediçao,OFFSET(Import.PLQ,$A67-1,AG$15-1,1,1),0),0),IF(ISNUMBER(INDEX(Import.PLE,Detalhamento!$E67,Detalhamento!AG$15)),IF(INDEX(Import.PLE,Detalhamento!$E67,Detalhamento!AG$15)<=mediçao,0,OFFSET(Import.PLQ,$A67-1,AG$15-1,1,1)),OFFSET(Import.PLQ,$A67-1,AG$15-1,1,1))))","v":0},{"$f":"IF(AH$13=\"\",0,CHOOSE(Detalhamento.OpçãoServiços,OFFSET(Import.PLQ,$A67-1,AH$15-1,1,1),IF(ISNUMBER(INDEX(Import.PLE,Detalhamento!$E67,Detalhamento!AH$15)),IF(INDEX(Import.PLE,Detalhamento!$E67,Detalhamento!AH$15)<=mediçao,OFFSET(Import.PLQ,$A67-1,AH$15-1,1,1),0),0),IF(ISNUMBER(INDEX(Import.PLE,Detalhamento!$E67,Detalhamento!AH$15)),IF(INDEX(Import.PLE,Detalhamento!$E67,Detalhamento!AH$15)<=mediçao,0,OFFSET(Import.PLQ,$A67-1,AH$15-1,1,1)),OFFSET(Import.PLQ,$A67-1,AH$15-1,1,1))))","v":0},{"$f":"IF(AI$13=\"\",0,CHOOSE(Detalhamento.OpçãoServiços,OFFSET(Import.PLQ,$A67-1,AI$15-1,1,1),IF(ISNUMBER(INDEX(Import.PLE,Detalhamento!$E67,Detalhamento!AI$15)),IF(INDEX(Import.PLE,Detalhamento!$E67,Detalhamento!AI$15)<=mediçao,OFFSET(Import.PLQ,$A67-1,AI$15-1,1,1),0),0),IF(ISNUMBER(INDEX(Import.PLE,Detalhamento!$E67,Detalhamento!AI$15)),IF(INDEX(Import.PLE,Detalhamento!$E67,Detalhamento!AI$15)<=mediçao,0,OFFSET(Import.PLQ,$A67-1,AI$15-1,1,1)),OFFSET(Import.PLQ,$A67-1,AI$15-1,1,1))))","v":0},{"$f":"IF(AJ$13=\"\",0,CHOOSE(Detalhamento.OpçãoServiços,OFFSET(Import.PLQ,$A67-1,AJ$15-1,1,1),IF(ISNUMBER(INDEX(Import.PLE,Detalhamento!$E67,Detalhamento!AJ$15)),IF(INDEX(Import.PLE,Detalhamento!$E67,Detalhamento!AJ$15)<=mediçao,OFFSET(Import.PLQ,$A67-1,AJ$15-1,1,1),0),0),IF(ISNUMBER(INDEX(Import.PLE,Detalhamento!$E67,Detalhamento!AJ$15)),IF(INDEX(Import.PLE,Detalhamento!$E67,Detalhamento!AJ$15)<=mediçao,0,OFFSET(Import.PLQ,$A67-1,AJ$15-1,1,1)),OFFSET(Import.PLQ,$A67-1,AJ$15-1,1,1))))","v":0},{"$f":"IF(AK$13=\"\",0,CHOOSE(Detalhamento.OpçãoServiços,OFFSET(Import.PLQ,$A67-1,AK$15-1,1,1),IF(ISNUMBER(INDEX(Import.PLE,Detalhamento!$E67,Detalhamento!AK$15)),IF(INDEX(Import.PLE,Detalhamento!$E67,Detalhamento!AK$15)<=mediçao,OFFSET(Import.PLQ,$A67-1,AK$15-1,1,1),0),0),IF(ISNUMBER(INDEX(Import.PLE,Detalhamento!$E67,Detalhamento!AK$15)),IF(INDEX(Import.PLE,Detalhamento!$E67,Detalhamento!AK$15)<=mediçao,0,OFFSET(Import.PLQ,$A67-1,AK$15-1,1,1)),OFFSET(Import.PLQ,$A67-1,AK$15-1,1,1))))","v":0},{"$f":"IF(AL$13=\"\",0,CHOOSE(Detalhamento.OpçãoServiços,OFFSET(Import.PLQ,$A67-1,AL$15-1,1,1),IF(ISNUMBER(INDEX(Import.PLE,Detalhamento!$E67,Detalhamento!AL$15)),IF(INDEX(Import.PLE,Detalhamento!$E67,Detalhamento!AL$15)<=mediçao,OFFSET(Import.PLQ,$A67-1,AL$15-1,1,1),0),0),IF(ISNUMBER(INDEX(Import.PLE,Detalhamento!$E67,Detalhamento!AL$15)),IF(INDEX(Import.PLE,Detalhamento!$E67,Detalhamento!AL$15)<=mediçao,0,OFFSET(Import.PLQ,$A67-1,AL$15-1,1,1)),OFFSET(Import.PLQ,$A67-1,AL$15-1,1,1))))","v":0},{"$f":"IF(AM$13=\"\",0,CHOOSE(Detalhamento.OpçãoServiços,OFFSET(Import.PLQ,$A67-1,AM$15-1,1,1),IF(ISNUMBER(INDEX(Import.PLE,Detalhamento!$E67,Detalhamento!AM$15)),IF(INDEX(Import.PLE,Detalhamento!$E67,Detalhamento!AM$15)<=mediçao,OFFSET(Import.PLQ,$A67-1,AM$15-1,1,1),0),0),IF(ISNUMBER(INDEX(Import.PLE,Detalhamento!$E67,Detalhamento!AM$15)),IF(INDEX(Import.PLE,Detalhamento!$E67,Detalhamento!AM$15)<=mediçao,0,OFFSET(Import.PLQ,$A67-1,AM$15-1,1,1)),OFFSET(Import.PLQ,$A67-1,AM$15-1,1,1))))","v":0},{"$f":"IF(AN$13=\"\",0,CHOOSE(Detalhamento.OpçãoServiços,OFFSET(Import.PLQ,$A67-1,AN$15-1,1,1),IF(ISNUMBER(INDEX(Import.PLE,Detalhamento!$E67,Detalhamento!AN$15)),IF(INDEX(Import.PLE,Detalhamento!$E67,Detalhamento!AN$15)<=mediçao,OFFSET(Import.PLQ,$A67-1,AN$15-1,1,1),0),0),IF(ISNUMBER(INDEX(Import.PLE,Detalhamento!$E67,Detalhamento!AN$15)),IF(INDEX(Import.PLE,Detalhamento!$E67,Detalhamento!AN$15)<=mediçao,0,OFFSET(Import.PLQ,$A67-1,AN$15-1,1,1)),OFFSET(Import.PLQ,$A67-1,AN$15-1,1,1))))","v":0},{"$f":"IF(AO$13=\"\",0,CHOOSE(Detalhamento.OpçãoServiços,OFFSET(Import.PLQ,$A67-1,AO$15-1,1,1),IF(ISNUMBER(INDEX(Import.PLE,Detalhamento!$E67,Detalhamento!AO$15)),IF(INDEX(Import.PLE,Detalhamento!$E67,Detalhamento!AO$15)<=mediçao,OFFSET(Import.PLQ,$A67-1,AO$15-1,1,1),0),0),IF(ISNUMBER(INDEX(Import.PLE,Detalhamento!$E67,Detalhamento!AO$15)),IF(INDEX(Import.PLE,Detalhamento!$E67,Detalhamento!AO$15)<=mediçao,0,OFFSET(Import.PLQ,$A67-1,AO$15-1,1,1)),OFFSET(Import.PLQ,$A67-1,AO$15-1,1,1))))","v":0},{"$f":"IF(AP$13=\"\",0,CHOOSE(Detalhamento.OpçãoServiços,OFFSET(Import.PLQ,$A67-1,AP$15-1,1,1),IF(ISNUMBER(INDEX(Import.PLE,Detalhamento!$E67,Detalhamento!AP$15)),IF(INDEX(Import.PLE,Detalhamento!$E67,Detalhamento!AP$15)<=mediçao,OFFSET(Import.PLQ,$A67-1,AP$15-1,1,1),0),0),IF(ISNUMBER(INDEX(Import.PLE,Detalhamento!$E67,Detalhamento!AP$15)),IF(INDEX(Import.PLE,Detalhamento!$E67,Detalhamento!AP$15)<=mediçao,0,OFFSET(Import.PLQ,$A67-1,AP$15-1,1,1)),OFFSET(Import.PLQ,$A67-1,AP$15-1,1,1))))","v":0},{"$f":"IF(AQ$13=\"\",0,CHOOSE(Detalhamento.OpçãoServiços,OFFSET(Import.PLQ,$A67-1,AQ$15-1,1,1),IF(ISNUMBER(INDEX(Import.PLE,Detalhamento!$E67,Detalhamento!AQ$15)),IF(INDEX(Import.PLE,Detalhamento!$E67,Detalhamento!AQ$15)<=mediçao,OFFSET(Import.PLQ,$A67-1,AQ$15-1,1,1),0),0),IF(ISNUMBER(INDEX(Import.PLE,Detalhamento!$E67,Detalhamento!AQ$15)),IF(INDEX(Import.PLE,Detalhamento!$E67,Detalhamento!AQ$15)<=mediçao,0,OFFSET(Import.PLQ,$A67-1,AQ$15-1,1,1)),OFFSET(Import.PLQ,$A67-1,AQ$15-1,1,1))))","v":0},{"$f":"IF(AR$13=\"\",0,CHOOSE(Detalhamento.OpçãoServiços,OFFSET(Import.PLQ,$A67-1,AR$15-1,1,1),IF(ISNUMBER(INDEX(Import.PLE,Detalhamento!$E67,Detalhamento!AR$15)),IF(INDEX(Import.PLE,Detalhamento!$E67,Detalhamento!AR$15)<=mediçao,OFFSET(Import.PLQ,$A67-1,AR$15-1,1,1),0),0),IF(ISNUMBER(INDEX(Import.PLE,Detalhamento!$E67,Detalhamento!AR$15)),IF(INDEX(Import.PLE,Detalhamento!$E67,Detalhamento!AR$15)<=mediçao,0,OFFSET(Import.PLQ,$A67-1,AR$15-1,1,1)),OFFSET(Import.PLQ,$A67-1,AR$15-1,1,1))))","v":0},{"$f":"IF(AS$13=\"\",0,CHOOSE(Detalhamento.OpçãoServiços,OFFSET(Import.PLQ,$A67-1,AS$15-1,1,1),IF(ISNUMBER(INDEX(Import.PLE,Detalhamento!$E67,Detalhamento!AS$15)),IF(INDEX(Import.PLE,Detalhamento!$E67,Detalhamento!AS$15)<=mediçao,OFFSET(Import.PLQ,$A67-1,AS$15-1,1,1),0),0),IF(ISNUMBER(INDEX(Import.PLE,Detalhamento!$E67,Detalhamento!AS$15)),IF(INDEX(Import.PLE,Detalhamento!$E67,Detalhamento!AS$15)<=mediçao,0,OFFSET(Import.PLQ,$A67-1,AS$15-1,1,1)),OFFSET(Import.PLQ,$A67-1,AS$15-1,1,1))))","v":0},{"$f":"IF(AT$13=\"\",0,CHOOSE(Detalhamento.OpçãoServiços,OFFSET(Import.PLQ,$A67-1,AT$15-1,1,1),IF(ISNUMBER(INDEX(Import.PLE,Detalhamento!$E67,Detalhamento!AT$15)),IF(INDEX(Import.PLE,Detalhamento!$E67,Detalhamento!AT$15)<=mediçao,OFFSET(Import.PLQ,$A67-1,AT$15-1,1,1),0),0),IF(ISNUMBER(INDEX(Import.PLE,Detalhamento!$E67,Detalhamento!AT$15)),IF(INDEX(Import.PLE,Detalhamento!$E67,Detalhamento!AT$15)<=mediçao,0,OFFSET(Import.PLQ,$A67-1,AT$15-1,1,1)),OFFSET(Import.PLQ,$A67-1,AT$15-1,1,1))))","v":0},{"$f":"IF(AU$13=\"\",0,CHOOSE(Detalhamento.OpçãoServiços,OFFSET(Import.PLQ,$A67-1,AU$15-1,1,1),IF(ISNUMBER(INDEX(Import.PLE,Detalhamento!$E67,Detalhamento!AU$15)),IF(INDEX(Import.PLE,Detalhamento!$E67,Detalhamento!AU$15)<=mediçao,OFFSET(Import.PLQ,$A67-1,AU$15-1,1,1),0),0),IF(ISNUMBER(INDEX(Import.PLE,Detalhamento!$E67,Detalhamento!AU$15)),IF(INDEX(Import.PLE,Detalhamento!$E67,Detalhamento!AU$15)<=mediçao,0,OFFSET(Import.PLQ,$A67-1,AU$15-1,1,1)),OFFSET(Import.PLQ,$A67-1,AU$15-1,1,1))))","v":0},{"$f":"IF(AV$13=\"\",0,CHOOSE(Detalhamento.OpçãoServiços,OFFSET(Import.PLQ,$A67-1,AV$15-1,1,1),IF(ISNUMBER(INDEX(Import.PLE,Detalhamento!$E67,Detalhamento!AV$15)),IF(INDEX(Import.PLE,Detalhamento!$E67,Detalhamento!AV$15)<=mediçao,OFFSET(Import.PLQ,$A67-1,AV$15-1,1,1),0),0),IF(ISNUMBER(INDEX(Import.PLE,Detalhamento!$E67,Detalhamento!AV$15)),IF(INDEX(Import.PLE,Detalhamento!$E67,Detalhamento!AV$15)<=mediçao,0,OFFSET(Import.PLQ,$A67-1,AV$15-1,1,1)),OFFSET(Import.PLQ,$A67-1,AV$15-1,1,1))))","v":0},{"$f":"IF(AW$13=\"\",0,CHOOSE(Detalhamento.OpçãoServiços,OFFSET(Import.PLQ,$A67-1,AW$15-1,1,1),IF(ISNUMBER(INDEX(Import.PLE,Detalhamento!$E67,Detalhamento!AW$15)),IF(INDEX(Import.PLE,Detalhamento!$E67,Detalhamento!AW$15)<=mediçao,OFFSET(Import.PLQ,$A67-1,AW$15-1,1,1),0),0),IF(ISNUMBER(INDEX(Import.PLE,Detalhamento!$E67,Detalhamento!AW$15)),IF(INDEX(Import.PLE,Detalhamento!$E67,Detalhamento!AW$15)<=mediçao,0,OFFSET(Import.PLQ,$A67-1,AW$15-1,1,1)),OFFSET(Import.PLQ,$A67-1,AW$15-1,1,1))))","v":0},{"$f":"IF(AX$13=\"\",0,CHOOSE(Detalhamento.OpçãoServiços,OFFSET(Import.PLQ,$A67-1,AX$15-1,1,1),IF(ISNUMBER(INDEX(Import.PLE,Detalhamento!$E67,Detalhamento!AX$15)),IF(INDEX(Import.PLE,Detalhamento!$E67,Detalhamento!AX$15)<=mediçao,OFFSET(Import.PLQ,$A67-1,AX$15-1,1,1),0),0),IF(ISNUMBER(INDEX(Import.PLE,Detalhamento!$E67,Detalhamento!AX$15)),IF(INDEX(Import.PLE,Detalhamento!$E67,Detalhamento!AX$15)<=mediçao,0,OFFSET(Import.PLQ,$A67-1,AX$15-1,1,1)),OFFSET(Import.PLQ,$A67-1,AX$15-1,1,1))))","v":0},{"$f":"IF(AY$13=\"\",0,CHOOSE(Detalhamento.OpçãoServiços,OFFSET(Import.PLQ,$A67-1,AY$15-1,1,1),IF(ISNUMBER(INDEX(Import.PLE,Detalhamento!$E67,Detalhamento!AY$15)),IF(INDEX(Import.PLE,Detalhamento!$E67,Detalhamento!AY$15)<=mediçao,OFFSET(Import.PLQ,$A67-1,AY$15-1,1,1),0),0),IF(ISNUMBER(INDEX(Import.PLE,Detalhamento!$E67,Detalhamento!AY$15)),IF(INDEX(Import.PLE,Detalhamento!$E67,Detalhamento!AY$15)<=mediçao,0,OFFSET(Import.PLQ,$A67-1,AY$15-1,1,1)),OFFSET(Import.PLQ,$A67-1,AY$15-1,1,1))))","v":0},{"$f":"IF(AZ$13=\"\",0,CHOOSE(Detalhamento.OpçãoServiços,OFFSET(Import.PLQ,$A67-1,AZ$15-1,1,1),IF(ISNUMBER(INDEX(Import.PLE,Detalhamento!$E67,Detalhamento!AZ$15)),IF(INDEX(Import.PLE,Detalhamento!$E67,Detalhamento!AZ$15)<=mediçao,OFFSET(Import.PLQ,$A67-1,AZ$15-1,1,1),0),0),IF(ISNUMBER(INDEX(Import.PLE,Detalhamento!$E67,Detalhamento!AZ$15)),IF(INDEX(Import.PLE,Detalhamento!$E67,Detalhamento!AZ$15)<=mediçao,0,OFFSET(Import.PLQ,$A67-1,AZ$15-1,1,1)),OFFSET(Import.PLQ,$A67-1,AZ$15-1,1,1))))","v":0},{"$f":"IF(BA$13=\"\",0,CHOOSE(Detalhamento.OpçãoServiços,OFFSET(Import.PLQ,$A67-1,BA$15-1,1,1),IF(ISNUMBER(INDEX(Import.PLE,Detalhamento!$E67,Detalhamento!BA$15)),IF(INDEX(Import.PLE,Detalhamento!$E67,Detalhamento!BA$15)<=mediçao,OFFSET(Import.PLQ,$A67-1,BA$15-1,1,1),0),0),IF(ISNUMBER(INDEX(Import.PLE,Detalhamento!$E67,Detalhamento!BA$15)),IF(INDEX(Import.PLE,Detalhamento!$E67,Detalhamento!BA$15)<=mediçao,0,OFFSET(Import.PLQ,$A67-1,BA$15-1,1,1)),OFFSET(Import.PLQ,$A67-1,BA$15-1,1,1))))","v":0},{"$f":"IF(BB$13=\"\",0,CHOOSE(Detalhamento.OpçãoServiços,OFFSET(Import.PLQ,$A67-1,BB$15-1,1,1),IF(ISNUMBER(INDEX(Import.PLE,Detalhamento!$E67,Detalhamento!BB$15)),IF(INDEX(Import.PLE,Detalhamento!$E67,Detalhamento!BB$15)<=mediçao,OFFSET(Import.PLQ,$A67-1,BB$15-1,1,1),0),0),IF(ISNUMBER(INDEX(Import.PLE,Detalhamento!$E67,Detalhamento!BB$15)),IF(INDEX(Import.PLE,Detalhamento!$E67,Detalhamento!BB$15)<=mediçao,0,OFFSET(Import.PLQ,$A67-1,BB$15-1,1,1)),OFFSET(Import.PLQ,$A67-1,BB$15-1,1,1))))","v":0},{"$f":"IF(BC$13=\"\",0,CHOOSE(Detalhamento.OpçãoServiços,OFFSET(Import.PLQ,$A67-1,BC$15-1,1,1),IF(ISNUMBER(INDEX(Import.PLE,Detalhamento!$E67,Detalhamento!BC$15)),IF(INDEX(Import.PLE,Detalhamento!$E67,Detalhamento!BC$15)<=mediçao,OFFSET(Import.PLQ,$A67-1,BC$15-1,1,1),0),0),IF(ISNUMBER(INDEX(Import.PLE,Detalhamento!$E67,Detalhamento!BC$15)),IF(INDEX(Import.PLE,Detalhamento!$E67,Detalhamento!BC$15)<=mediçao,0,OFFSET(Import.PLQ,$A67-1,BC$15-1,1,1)),OFFSET(Import.PLQ,$A67-1,BC$15-1,1,1))))","v":0},{"$f":"IF(BD$13=\"\",0,CHOOSE(Detalhamento.OpçãoServiços,OFFSET(Import.PLQ,$A67-1,BD$15-1,1,1),IF(ISNUMBER(INDEX(Import.PLE,Detalhamento!$E67,Detalhamento!BD$15)),IF(INDEX(Import.PLE,Detalhamento!$E67,Detalhamento!BD$15)<=mediçao,OFFSET(Import.PLQ,$A67-1,BD$15-1,1,1),0),0),IF(ISNUMBER(INDEX(Import.PLE,Detalhamento!$E67,Detalhamento!BD$15)),IF(INDEX(Import.PLE,Detalhamento!$E67,Detalhamento!BD$15)<=mediçao,0,OFFSET(Import.PLQ,$A67-1,BD$15-1,1,1)),OFFSET(Import.PLQ,$A67-1,BD$15-1,1,1))))","v":0},{"$f":"IF(BE$13=\"\",0,CHOOSE(Detalhamento.OpçãoServiços,OFFSET(Import.PLQ,$A67-1,BE$15-1,1,1),IF(ISNUMBER(INDEX(Import.PLE,Detalhamento!$E67,Detalhamento!BE$15)),IF(INDEX(Import.PLE,Detalhamento!$E67,Detalhamento!BE$15)<=mediçao,OFFSET(Import.PLQ,$A67-1,BE$15-1,1,1),0),0),IF(ISNUMBER(INDEX(Import.PLE,Detalhamento!$E67,Detalhamento!BE$15)),IF(INDEX(Import.PLE,Detalhamento!$E67,Detalhamento!BE$15)<=mediçao,0,OFFSET(Import.PLQ,$A67-1,BE$15-1,1,1)),OFFSET(Import.PLQ,$A67-1,BE$15-1,1,1))))","v":0},{"$f":"IF(BF$13=\"\",0,CHOOSE(Detalhamento.OpçãoServiços,OFFSET(Import.PLQ,$A67-1,BF$15-1,1,1),IF(ISNUMBER(INDEX(Import.PLE,Detalhamento!$E67,Detalhamento!BF$15)),IF(INDEX(Import.PLE,Detalhamento!$E67,Detalhamento!BF$15)<=mediçao,OFFSET(Import.PLQ,$A67-1,BF$15-1,1,1),0),0),IF(ISNUMBER(INDEX(Import.PLE,Detalhamento!$E67,Detalhamento!BF$15)),IF(INDEX(Import.PLE,Detalhamento!$E67,Detalhamento!BF$15)<=mediçao,0,OFFSET(Import.PLQ,$A67-1,BF$15-1,1,1)),OFFSET(Import.PLQ,$A67-1,BF$15-1,1,1))))","v":0},{"$f":"IF(BG$13=\"\",0,CHOOSE(Detalhamento.OpçãoServiços,OFFSET(Import.PLQ,$A67-1,BG$15-1,1,1),IF(ISNUMBER(INDEX(Import.PLE,Detalhamento!$E67,Detalhamento!BG$15)),IF(INDEX(Import.PLE,Detalhamento!$E67,Detalhamento!BG$15)<=mediçao,OFFSET(Import.PLQ,$A67-1,BG$15-1,1,1),0),0),IF(ISNUMBER(INDEX(Import.PLE,Detalhamento!$E67,Detalhamento!BG$15)),IF(INDEX(Import.PLE,Detalhamento!$E67,Detalhamento!BG$15)<=mediçao,0,OFFSET(Import.PLQ,$A67-1,BG$15-1,1,1)),OFFSET(Import.PLQ,$A67-1,BG$15-1,1,1))))","v":0},{"$f":"IF(BH$13=\"\",0,CHOOSE(Detalhamento.OpçãoServiços,OFFSET(Import.PLQ,$A67-1,BH$15-1,1,1),IF(ISNUMBER(INDEX(Import.PLE,Detalhamento!$E67,Detalhamento!BH$15)),IF(INDEX(Import.PLE,Detalhamento!$E67,Detalhamento!BH$15)<=mediçao,OFFSET(Import.PLQ,$A67-1,BH$15-1,1,1),0),0),IF(ISNUMBER(INDEX(Import.PLE,Detalhamento!$E67,Detalhamento!BH$15)),IF(INDEX(Import.PLE,Detalhamento!$E67,Detalhamento!BH$15)<=mediçao,0,OFFSET(Import.PLQ,$A67-1,BH$15-1,1,1)),OFFSET(Import.PLQ,$A67-1,BH$15-1,1,1))))","v":0},{"$f":"IF(BI$13=\"\",0,CHOOSE(Detalhamento.OpçãoServiços,OFFSET(Import.PLQ,$A67-1,BI$15-1,1,1),IF(ISNUMBER(INDEX(Import.PLE,Detalhamento!$E67,Detalhamento!BI$15)),IF(INDEX(Import.PLE,Detalhamento!$E67,Detalhamento!BI$15)<=mediçao,OFFSET(Import.PLQ,$A67-1,BI$15-1,1,1),0),0),IF(ISNUMBER(INDEX(Import.PLE,Detalhamento!$E67,Detalhamento!BI$15)),IF(INDEX(Import.PLE,Detalhamento!$E67,Detalhamento!BI$15)<=mediçao,0,OFFSET(Import.PLQ,$A67-1,BI$15-1,1,1)),OFFSET(Import.PLQ,$A67-1,BI$15-1,1,1))))","v":0}]
[39,"Serviço",null,null,13,130039,"1.9.5.","BUCHA DE ESPERA EM PISO DE CONCRETO PARA FIXAÇÃO DE MASTROS E TRAVES, COM TUBO DE FERRO GALVANIZADO E TAMPÃO","UN",4,null,{"$f":"IF(L$13=\"\",0,CHOOSE(Detalhamento.OpçãoServiços,OFFSET(Import.PLQ,$A68-1,L$15-1,1,1),IF(ISNUMBER(INDEX(Import.PLE,Detalhamento!$E68,Detalhamento!L$15)),IF(INDEX(Import.PLE,Detalhamento!$E68,Detalhamento!L$15)<=mediçao,OFFSET(Import.PLQ,$A68-1,L$15-1,1,1),0),0),IF(ISNUMBER(INDEX(Import.PLE,Detalhamento!$E68,Detalhamento!L$15)),IF(INDEX(Import.PLE,Detalhamento!$E68,Detalhamento!L$15)<=mediçao,0,OFFSET(Import.PLQ,$A68-1,L$15-1,1,1)),OFFSET(Import.PLQ,$A68-1,L$15-1,1,1))))","v":0},{"$f":"IF(M$13=\"\",0,CHOOSE(Detalhamento.OpçãoServiços,OFFSET(Import.PLQ,$A68-1,M$15-1,1,1),IF(ISNUMBER(INDEX(Import.PLE,Detalhamento!$E68,Detalhamento!M$15)),IF(INDEX(Import.PLE,Detalhamento!$E68,Detalhamento!M$15)<=mediçao,OFFSET(Import.PLQ,$A68-1,M$15-1,1,1),0),0),IF(ISNUMBER(INDEX(Import.PLE,Detalhamento!$E68,Detalhamento!M$15)),IF(INDEX(Import.PLE,Detalhamento!$E68,Detalhamento!M$15)<=mediçao,0,OFFSET(Import.PLQ,$A68-1,M$15-1,1,1)),OFFSET(Import.PLQ,$A68-1,M$15-1,1,1))))","v":0},{"$f":"IF(N$13=\"\",0,CHOOSE(Detalhamento.OpçãoServiços,OFFSET(Import.PLQ,$A68-1,N$15-1,1,1),IF(ISNUMBER(INDEX(Import.PLE,Detalhamento!$E68,Detalhamento!N$15)),IF(INDEX(Import.PLE,Detalhamento!$E68,Detalhamento!N$15)<=mediçao,OFFSET(Import.PLQ,$A68-1,N$15-1,1,1),0),0),IF(ISNUMBER(INDEX(Import.PLE,Detalhamento!$E68,Detalhamento!N$15)),IF(INDEX(Import.PLE,Detalhamento!$E68,Detalhamento!N$15)<=mediçao,0,OFFSET(Import.PLQ,$A68-1,N$15-1,1,1)),OFFSET(Import.PLQ,$A68-1,N$15-1,1,1))))","v":0},{"$f":"IF(O$13=\"\",0,CHOOSE(Detalhamento.OpçãoServiços,OFFSET(Import.PLQ,$A68-1,O$15-1,1,1),IF(ISNUMBER(INDEX(Import.PLE,Detalhamento!$E68,Detalhamento!O$15)),IF(INDEX(Import.PLE,Detalhamento!$E68,Detalhamento!O$15)<=mediçao,OFFSET(Import.PLQ,$A68-1,O$15-1,1,1),0),0),IF(ISNUMBER(INDEX(Import.PLE,Detalhamento!$E68,Detalhamento!O$15)),IF(INDEX(Import.PLE,Detalhamento!$E68,Detalhamento!O$15)<=mediçao,0,OFFSET(Import.PLQ,$A68-1,O$15-1,1,1)),OFFSET(Import.PLQ,$A68-1,O$15-1,1,1))))","v":4},{"$f":"IF(P$13=\"\",0,CHOOSE(Detalhamento.OpçãoServiços,OFFSET(Import.PLQ,$A68-1,P$15-1,1,1),IF(ISNUMBER(INDEX(Import.PLE,Detalhamento!$E68,Detalhamento!P$15)),IF(INDEX(Import.PLE,Detalhamento!$E68,Detalhamento!P$15)<=mediçao,OFFSET(Import.PLQ,$A68-1,P$15-1,1,1),0),0),IF(ISNUMBER(INDEX(Import.PLE,Detalhamento!$E68,Detalhamento!P$15)),IF(INDEX(Import.PLE,Detalhamento!$E68,Detalhamento!P$15)<=mediçao,0,OFFSET(Import.PLQ,$A68-1,P$15-1,1,1)),OFFSET(Import.PLQ,$A68-1,P$15-1,1,1))))","v":0},{"$f":"IF(Q$13=\"\",0,CHOOSE(Detalhamento.OpçãoServiços,OFFSET(Import.PLQ,$A68-1,Q$15-1,1,1),IF(ISNUMBER(INDEX(Import.PLE,Detalhamento!$E68,Detalhamento!Q$15)),IF(INDEX(Import.PLE,Detalhamento!$E68,Detalhamento!Q$15)<=mediçao,OFFSET(Import.PLQ,$A68-1,Q$15-1,1,1),0),0),IF(ISNUMBER(INDEX(Import.PLE,Detalhamento!$E68,Detalhamento!Q$15)),IF(INDEX(Import.PLE,Detalhamento!$E68,Detalhamento!Q$15)<=mediçao,0,OFFSET(Import.PLQ,$A68-1,Q$15-1,1,1)),OFFSET(Import.PLQ,$A68-1,Q$15-1,1,1))))","v":0},{"$f":"IF(R$13=\"\",0,CHOOSE(Detalhamento.OpçãoServiços,OFFSET(Import.PLQ,$A68-1,R$15-1,1,1),IF(ISNUMBER(INDEX(Import.PLE,Detalhamento!$E68,Detalhamento!R$15)),IF(INDEX(Import.PLE,Detalhamento!$E68,Detalhamento!R$15)<=mediçao,OFFSET(Import.PLQ,$A68-1,R$15-1,1,1),0),0),IF(ISNUMBER(INDEX(Import.PLE,Detalhamento!$E68,Detalhamento!R$15)),IF(INDEX(Import.PLE,Detalhamento!$E68,Detalhamento!R$15)<=mediçao,0,OFFSET(Import.PLQ,$A68-1,R$15-1,1,1)),OFFSET(Import.PLQ,$A68-1,R$15-1,1,1))))","v":0},{"$f":"IF(S$13=\"\",0,CHOOSE(Detalhamento.OpçãoServiços,OFFSET(Import.PLQ,$A68-1,S$15-1,1,1),IF(ISNUMBER(INDEX(Import.PLE,Detalhamento!$E68,Detalhamento!S$15)),IF(INDEX(Import.PLE,Detalhamento!$E68,Detalhamento!S$15)<=mediçao,OFFSET(Import.PLQ,$A68-1,S$15-1,1,1),0),0),IF(ISNUMBER(INDEX(Import.PLE,Detalhamento!$E68,Detalhamento!S$15)),IF(INDEX(Import.PLE,Detalhamento!$E68,Detalhamento!S$15)<=mediçao,0,OFFSET(Import.PLQ,$A68-1,S$15-1,1,1)),OFFSET(Import.PLQ,$A68-1,S$15-1,1,1))))","v":0},{"$f":"IF(T$13=\"\",0,CHOOSE(Detalhamento.OpçãoServiços,OFFSET(Import.PLQ,$A68-1,T$15-1,1,1),IF(ISNUMBER(INDEX(Import.PLE,Detalhamento!$E68,Detalhamento!T$15)),IF(INDEX(Import.PLE,Detalhamento!$E68,Detalhamento!T$15)<=mediçao,OFFSET(Import.PLQ,$A68-1,T$15-1,1,1),0),0),IF(ISNUMBER(INDEX(Import.PLE,Detalhamento!$E68,Detalhamento!T$15)),IF(INDEX(Import.PLE,Detalhamento!$E68,Detalhamento!T$15)<=mediçao,0,OFFSET(Import.PLQ,$A68-1,T$15-1,1,1)),OFFSET(Import.PLQ,$A68-1,T$15-1,1,1))))","v":0},{"$f":"IF(U$13=\"\",0,CHOOSE(Detalhamento.OpçãoServiços,OFFSET(Import.PLQ,$A68-1,U$15-1,1,1),IF(ISNUMBER(INDEX(Import.PLE,Detalhamento!$E68,Detalhamento!U$15)),IF(INDEX(Import.PLE,Detalhamento!$E68,Detalhamento!U$15)<=mediçao,OFFSET(Import.PLQ,$A68-1,U$15-1,1,1),0),0),IF(ISNUMBER(INDEX(Import.PLE,Detalhamento!$E68,Detalhamento!U$15)),IF(INDEX(Import.PLE,Detalhamento!$E68,Detalhamento!U$15)<=mediçao,0,OFFSET(Import.PLQ,$A68-1,U$15-1,1,1)),OFFSET(Import.PLQ,$A68-1,U$15-1,1,1))))","v":0},{"$f":"IF(V$13=\"\",0,CHOOSE(Detalhamento.OpçãoServiços,OFFSET(Import.PLQ,$A68-1,V$15-1,1,1),IF(ISNUMBER(INDEX(Import.PLE,Detalhamento!$E68,Detalhamento!V$15)),IF(INDEX(Import.PLE,Detalhamento!$E68,Detalhamento!V$15)<=mediçao,OFFSET(Import.PLQ,$A68-1,V$15-1,1,1),0),0),IF(ISNUMBER(INDEX(Import.PLE,Detalhamento!$E68,Detalhamento!V$15)),IF(INDEX(Import.PLE,Detalhamento!$E68,Detalhamento!V$15)<=mediçao,0,OFFSET(Import.PLQ,$A68-1,V$15-1,1,1)),OFFSET(Import.PLQ,$A68-1,V$15-1,1,1))))","v":0},{"$f":"IF(W$13=\"\",0,CHOOSE(Detalhamento.OpçãoServiços,OFFSET(Import.PLQ,$A68-1,W$15-1,1,1),IF(ISNUMBER(INDEX(Import.PLE,Detalhamento!$E68,Detalhamento!W$15)),IF(INDEX(Import.PLE,Detalhamento!$E68,Detalhamento!W$15)<=mediçao,OFFSET(Import.PLQ,$A68-1,W$15-1,1,1),0),0),IF(ISNUMBER(INDEX(Import.PLE,Detalhamento!$E68,Detalhamento!W$15)),IF(INDEX(Import.PLE,Detalhamento!$E68,Detalhamento!W$15)<=mediçao,0,OFFSET(Import.PLQ,$A68-1,W$15-1,1,1)),OFFSET(Import.PLQ,$A68-1,W$15-1,1,1))))","v":0},{"$f":"IF(X$13=\"\",0,CHOOSE(Detalhamento.OpçãoServiços,OFFSET(Import.PLQ,$A68-1,X$15-1,1,1),IF(ISNUMBER(INDEX(Import.PLE,Detalhamento!$E68,Detalhamento!X$15)),IF(INDEX(Import.PLE,Detalhamento!$E68,Detalhamento!X$15)<=mediçao,OFFSET(Import.PLQ,$A68-1,X$15-1,1,1),0),0),IF(ISNUMBER(INDEX(Import.PLE,Detalhamento!$E68,Detalhamento!X$15)),IF(INDEX(Import.PLE,Detalhamento!$E68,Detalhamento!X$15)<=mediçao,0,OFFSET(Import.PLQ,$A68-1,X$15-1,1,1)),OFFSET(Import.PLQ,$A68-1,X$15-1,1,1))))","v":0},{"$f":"IF(Y$13=\"\",0,CHOOSE(Detalhamento.OpçãoServiços,OFFSET(Import.PLQ,$A68-1,Y$15-1,1,1),IF(ISNUMBER(INDEX(Import.PLE,Detalhamento!$E68,Detalhamento!Y$15)),IF(INDEX(Import.PLE,Detalhamento!$E68,Detalhamento!Y$15)<=mediçao,OFFSET(Import.PLQ,$A68-1,Y$15-1,1,1),0),0),IF(ISNUMBER(INDEX(Import.PLE,Detalhamento!$E68,Detalhamento!Y$15)),IF(INDEX(Import.PLE,Detalhamento!$E68,Detalhamento!Y$15)<=mediçao,0,OFFSET(Import.PLQ,$A68-1,Y$15-1,1,1)),OFFSET(Import.PLQ,$A68-1,Y$15-1,1,1))))","v":0},{"$f":"IF(Z$13=\"\",0,CHOOSE(Detalhamento.OpçãoServiços,OFFSET(Import.PLQ,$A68-1,Z$15-1,1,1),IF(ISNUMBER(INDEX(Import.PLE,Detalhamento!$E68,Detalhamento!Z$15)),IF(INDEX(Import.PLE,Detalhamento!$E68,Detalhamento!Z$15)<=mediçao,OFFSET(Import.PLQ,$A68-1,Z$15-1,1,1),0),0),IF(ISNUMBER(INDEX(Import.PLE,Detalhamento!$E68,Detalhamento!Z$15)),IF(INDEX(Import.PLE,Detalhamento!$E68,Detalhamento!Z$15)<=mediçao,0,OFFSET(Import.PLQ,$A68-1,Z$15-1,1,1)),OFFSET(Import.PLQ,$A68-1,Z$15-1,1,1))))","v":0},{"$f":"IF(AA$13=\"\",0,CHOOSE(Detalhamento.OpçãoServiços,OFFSET(Import.PLQ,$A68-1,AA$15-1,1,1),IF(ISNUMBER(INDEX(Import.PLE,Detalhamento!$E68,Detalhamento!AA$15)),IF(INDEX(Import.PLE,Detalhamento!$E68,Detalhamento!AA$15)<=mediçao,OFFSET(Import.PLQ,$A68-1,AA$15-1,1,1),0),0),IF(ISNUMBER(INDEX(Import.PLE,Detalhamento!$E68,Detalhamento!AA$15)),IF(INDEX(Import.PLE,Detalhamento!$E68,Detalhamento!AA$15)<=mediçao,0,OFFSET(Import.PLQ,$A68-1,AA$15-1,1,1)),OFFSET(Import.PLQ,$A68-1,AA$15-1,1,1))))","v":0},{"$f":"IF(AB$13=\"\",0,CHOOSE(Detalhamento.OpçãoServiços,OFFSET(Import.PLQ,$A68-1,AB$15-1,1,1),IF(ISNUMBER(INDEX(Import.PLE,Detalhamento!$E68,Detalhamento!AB$15)),IF(INDEX(Import.PLE,Detalhamento!$E68,Detalhamento!AB$15)<=mediçao,OFFSET(Import.PLQ,$A68-1,AB$15-1,1,1),0),0),IF(ISNUMBER(INDEX(Import.PLE,Detalhamento!$E68,Detalhamento!AB$15)),IF(INDEX(Import.PLE,Detalhamento!$E68,Detalhamento!AB$15)<=mediçao,0,OFFSET(Import.PLQ,$A68-1,AB$15-1,1,1)),OFFSET(Import.PLQ,$A68-1,AB$15-1,1,1))))","v":0},{"$f":"IF(AC$13=\"\",0,CHOOSE(Detalhamento.OpçãoServiços,OFFSET(Import.PLQ,$A68-1,AC$15-1,1,1),IF(ISNUMBER(INDEX(Import.PLE,Detalhamento!$E68,Detalhamento!AC$15)),IF(INDEX(Import.PLE,Detalhamento!$E68,Detalhamento!AC$15)<=mediçao,OFFSET(Import.PLQ,$A68-1,AC$15-1,1,1),0),0),IF(ISNUMBER(INDEX(Import.PLE,Detalhamento!$E68,Detalhamento!AC$15)),IF(INDEX(Import.PLE,Detalhamento!$E68,Detalhamento!AC$15)<=mediçao,0,OFFSET(Import.PLQ,$A68-1,AC$15-1,1,1)),OFFSET(Import.PLQ,$A68-1,AC$15-1,1,1))))","v":0},{"$f":"IF(AD$13=\"\",0,CHOOSE(Detalhamento.OpçãoServiços,OFFSET(Import.PLQ,$A68-1,AD$15-1,1,1),IF(ISNUMBER(INDEX(Import.PLE,Detalhamento!$E68,Detalhamento!AD$15)),IF(INDEX(Import.PLE,Detalhamento!$E68,Detalhamento!AD$15)<=mediçao,OFFSET(Import.PLQ,$A68-1,AD$15-1,1,1),0),0),IF(ISNUMBER(INDEX(Import.PLE,Detalhamento!$E68,Detalhamento!AD$15)),IF(INDEX(Import.PLE,Detalhamento!$E68,Detalhamento!AD$15)<=mediçao,0,OFFSET(Import.PLQ,$A68-1,AD$15-1,1,1)),OFFSET(Import.PLQ,$A68-1,AD$15-1,1,1))))","v":0},{"$f":"IF(AE$13=\"\",0,CHOOSE(Detalhamento.OpçãoServiços,OFFSET(Import.PLQ,$A68-1,AE$15-1,1,1),IF(ISNUMBER(INDEX(Import.PLE,Detalhamento!$E68,Detalhamento!AE$15)),IF(INDEX(Import.PLE,Detalhamento!$E68,Detalhamento!AE$15)<=mediçao,OFFSET(Import.PLQ,$A68-1,AE$15-1,1,1),0),0),IF(ISNUMBER(INDEX(Import.PLE,Detalhamento!$E68,Detalhamento!AE$15)),IF(INDEX(Import.PLE,Detalhamento!$E68,Detalhamento!AE$15)<=mediçao,0,OFFSET(Import.PLQ,$A68-1,AE$15-1,1,1)),OFFSET(Import.PLQ,$A68-1,AE$15-1,1,1))))","v":0},{"$f":"IF(AF$13=\"\",0,CHOOSE(Detalhamento.OpçãoServiços,OFFSET(Import.PLQ,$A68-1,AF$15-1,1,1),IF(ISNUMBER(INDEX(Import.PLE,Detalhamento!$E68,Detalhamento!AF$15)),IF(INDEX(Import.PLE,Detalhamento!$E68,Detalhamento!AF$15)<=mediçao,OFFSET(Import.PLQ,$A68-1,AF$15-1,1,1),0),0),IF(ISNUMBER(INDEX(Import.PLE,Detalhamento!$E68,Detalhamento!AF$15)),IF(INDEX(Import.PLE,Detalhamento!$E68,Detalhamento!AF$15)<=mediçao,0,OFFSET(Import.PLQ,$A68-1,AF$15-1,1,1)),OFFSET(Import.PLQ,$A68-1,AF$15-1,1,1))))","v":0},{"$f":"IF(AG$13=\"\",0,CHOOSE(Detalhamento.OpçãoServiços,OFFSET(Import.PLQ,$A68-1,AG$15-1,1,1),IF(ISNUMBER(INDEX(Import.PLE,Detalhamento!$E68,Detalhamento!AG$15)),IF(INDEX(Import.PLE,Detalhamento!$E68,Detalhamento!AG$15)<=mediçao,OFFSET(Import.PLQ,$A68-1,AG$15-1,1,1),0),0),IF(ISNUMBER(INDEX(Import.PLE,Detalhamento!$E68,Detalhamento!AG$15)),IF(INDEX(Import.PLE,Detalhamento!$E68,Detalhamento!AG$15)<=mediçao,0,OFFSET(Import.PLQ,$A68-1,AG$15-1,1,1)),OFFSET(Import.PLQ,$A68-1,AG$15-1,1,1))))","v":0},{"$f":"IF(AH$13=\"\",0,CHOOSE(Detalhamento.OpçãoServiços,OFFSET(Import.PLQ,$A68-1,AH$15-1,1,1),IF(ISNUMBER(INDEX(Import.PLE,Detalhamento!$E68,Detalhamento!AH$15)),IF(INDEX(Import.PLE,Detalhamento!$E68,Detalhamento!AH$15)<=mediçao,OFFSET(Import.PLQ,$A68-1,AH$15-1,1,1),0),0),IF(ISNUMBER(INDEX(Import.PLE,Detalhamento!$E68,Detalhamento!AH$15)),IF(INDEX(Import.PLE,Detalhamento!$E68,Detalhamento!AH$15)<=mediçao,0,OFFSET(Import.PLQ,$A68-1,AH$15-1,1,1)),OFFSET(Import.PLQ,$A68-1,AH$15-1,1,1))))","v":0},{"$f":"IF(AI$13=\"\",0,CHOOSE(Detalhamento.OpçãoServiços,OFFSET(Import.PLQ,$A68-1,AI$15-1,1,1),IF(ISNUMBER(INDEX(Import.PLE,Detalhamento!$E68,Detalhamento!AI$15)),IF(INDEX(Import.PLE,Detalhamento!$E68,Detalhamento!AI$15)<=mediçao,OFFSET(Import.PLQ,$A68-1,AI$15-1,1,1),0),0),IF(ISNUMBER(INDEX(Import.PLE,Detalhamento!$E68,Detalhamento!AI$15)),IF(INDEX(Import.PLE,Detalhamento!$E68,Detalhamento!AI$15)<=mediçao,0,OFFSET(Import.PLQ,$A68-1,AI$15-1,1,1)),OFFSET(Import.PLQ,$A68-1,AI$15-1,1,1))))","v":0},{"$f":"IF(AJ$13=\"\",0,CHOOSE(Detalhamento.OpçãoServiços,OFFSET(Import.PLQ,$A68-1,AJ$15-1,1,1),IF(ISNUMBER(INDEX(Import.PLE,Detalhamento!$E68,Detalhamento!AJ$15)),IF(INDEX(Import.PLE,Detalhamento!$E68,Detalhamento!AJ$15)<=mediçao,OFFSET(Import.PLQ,$A68-1,AJ$15-1,1,1),0),0),IF(ISNUMBER(INDEX(Import.PLE,Detalhamento!$E68,Detalhamento!AJ$15)),IF(INDEX(Import.PLE,Detalhamento!$E68,Detalhamento!AJ$15)<=mediçao,0,OFFSET(Import.PLQ,$A68-1,AJ$15-1,1,1)),OFFSET(Import.PLQ,$A68-1,AJ$15-1,1,1))))","v":0},{"$f":"IF(AK$13=\"\",0,CHOOSE(Detalhamento.OpçãoServiços,OFFSET(Import.PLQ,$A68-1,AK$15-1,1,1),IF(ISNUMBER(INDEX(Import.PLE,Detalhamento!$E68,Detalhamento!AK$15)),IF(INDEX(Import.PLE,Detalhamento!$E68,Detalhamento!AK$15)<=mediçao,OFFSET(Import.PLQ,$A68-1,AK$15-1,1,1),0),0),IF(ISNUMBER(INDEX(Import.PLE,Detalhamento!$E68,Detalhamento!AK$15)),IF(INDEX(Import.PLE,Detalhamento!$E68,Detalhamento!AK$15)<=mediçao,0,OFFSET(Import.PLQ,$A68-1,AK$15-1,1,1)),OFFSET(Import.PLQ,$A68-1,AK$15-1,1,1))))","v":0},{"$f":"IF(AL$13=\"\",0,CHOOSE(Detalhamento.OpçãoServiços,OFFSET(Import.PLQ,$A68-1,AL$15-1,1,1),IF(ISNUMBER(INDEX(Import.PLE,Detalhamento!$E68,Detalhamento!AL$15)),IF(INDEX(Import.PLE,Detalhamento!$E68,Detalhamento!AL$15)<=mediçao,OFFSET(Import.PLQ,$A68-1,AL$15-1,1,1),0),0),IF(ISNUMBER(INDEX(Import.PLE,Detalhamento!$E68,Detalhamento!AL$15)),IF(INDEX(Import.PLE,Detalhamento!$E68,Detalhamento!AL$15)<=mediçao,0,OFFSET(Import.PLQ,$A68-1,AL$15-1,1,1)),OFFSET(Import.PLQ,$A68-1,AL$15-1,1,1))))","v":0},{"$f":"IF(AM$13=\"\",0,CHOOSE(Detalhamento.OpçãoServiços,OFFSET(Import.PLQ,$A68-1,AM$15-1,1,1),IF(ISNUMBER(INDEX(Import.PLE,Detalhamento!$E68,Detalhamento!AM$15)),IF(INDEX(Import.PLE,Detalhamento!$E68,Detalhamento!AM$15)<=mediçao,OFFSET(Import.PLQ,$A68-1,AM$15-1,1,1),0),0),IF(ISNUMBER(INDEX(Import.PLE,Detalhamento!$E68,Detalhamento!AM$15)),IF(INDEX(Import.PLE,Detalhamento!$E68,Detalhamento!AM$15)<=mediçao,0,OFFSET(Import.PLQ,$A68-1,AM$15-1,1,1)),OFFSET(Import.PLQ,$A68-1,AM$15-1,1,1))))","v":0},{"$f":"IF(AN$13=\"\",0,CHOOSE(Detalhamento.OpçãoServiços,OFFSET(Import.PLQ,$A68-1,AN$15-1,1,1),IF(ISNUMBER(INDEX(Import.PLE,Detalhamento!$E68,Detalhamento!AN$15)),IF(INDEX(Import.PLE,Detalhamento!$E68,Detalhamento!AN$15)<=mediçao,OFFSET(Import.PLQ,$A68-1,AN$15-1,1,1),0),0),IF(ISNUMBER(INDEX(Import.PLE,Detalhamento!$E68,Detalhamento!AN$15)),IF(INDEX(Import.PLE,Detalhamento!$E68,Detalhamento!AN$15)<=mediçao,0,OFFSET(Import.PLQ,$A68-1,AN$15-1,1,1)),OFFSET(Import.PLQ,$A68-1,AN$15-1,1,1))))","v":0},{"$f":"IF(AO$13=\"\",0,CHOOSE(Detalhamento.OpçãoServiços,OFFSET(Import.PLQ,$A68-1,AO$15-1,1,1),IF(ISNUMBER(INDEX(Import.PLE,Detalhamento!$E68,Detalhamento!AO$15)),IF(INDEX(Import.PLE,Detalhamento!$E68,Detalhamento!AO$15)<=mediçao,OFFSET(Import.PLQ,$A68-1,AO$15-1,1,1),0),0),IF(ISNUMBER(INDEX(Import.PLE,Detalhamento!$E68,Detalhamento!AO$15)),IF(INDEX(Import.PLE,Detalhamento!$E68,Detalhamento!AO$15)<=mediçao,0,OFFSET(Import.PLQ,$A68-1,AO$15-1,1,1)),OFFSET(Import.PLQ,$A68-1,AO$15-1,1,1))))","v":0},{"$f":"IF(AP$13=\"\",0,CHOOSE(Detalhamento.OpçãoServiços,OFFSET(Import.PLQ,$A68-1,AP$15-1,1,1),IF(ISNUMBER(INDEX(Import.PLE,Detalhamento!$E68,Detalhamento!AP$15)),IF(INDEX(Import.PLE,Detalhamento!$E68,Detalhamento!AP$15)<=mediçao,OFFSET(Import.PLQ,$A68-1,AP$15-1,1,1),0),0),IF(ISNUMBER(INDEX(Import.PLE,Detalhamento!$E68,Detalhamento!AP$15)),IF(INDEX(Import.PLE,Detalhamento!$E68,Detalhamento!AP$15)<=mediçao,0,OFFSET(Import.PLQ,$A68-1,AP$15-1,1,1)),OFFSET(Import.PLQ,$A68-1,AP$15-1,1,1))))","v":0},{"$f":"IF(AQ$13=\"\",0,CHOOSE(Detalhamento.OpçãoServiços,OFFSET(Import.PLQ,$A68-1,AQ$15-1,1,1),IF(ISNUMBER(INDEX(Import.PLE,Detalhamento!$E68,Detalhamento!AQ$15)),IF(INDEX(Import.PLE,Detalhamento!$E68,Detalhamento!AQ$15)<=mediçao,OFFSET(Import.PLQ,$A68-1,AQ$15-1,1,1),0),0),IF(ISNUMBER(INDEX(Import.PLE,Detalhamento!$E68,Detalhamento!AQ$15)),IF(INDEX(Import.PLE,Detalhamento!$E68,Detalhamento!AQ$15)<=mediçao,0,OFFSET(Import.PLQ,$A68-1,AQ$15-1,1,1)),OFFSET(Import.PLQ,$A68-1,AQ$15-1,1,1))))","v":0},{"$f":"IF(AR$13=\"\",0,CHOOSE(Detalhamento.OpçãoServiços,OFFSET(Import.PLQ,$A68-1,AR$15-1,1,1),IF(ISNUMBER(INDEX(Import.PLE,Detalhamento!$E68,Detalhamento!AR$15)),IF(INDEX(Import.PLE,Detalhamento!$E68,Detalhamento!AR$15)<=mediçao,OFFSET(Import.PLQ,$A68-1,AR$15-1,1,1),0),0),IF(ISNUMBER(INDEX(Import.PLE,Detalhamento!$E68,Detalhamento!AR$15)),IF(INDEX(Import.PLE,Detalhamento!$E68,Detalhamento!AR$15)<=mediçao,0,OFFSET(Import.PLQ,$A68-1,AR$15-1,1,1)),OFFSET(Import.PLQ,$A68-1,AR$15-1,1,1))))","v":0},{"$f":"IF(AS$13=\"\",0,CHOOSE(Detalhamento.OpçãoServiços,OFFSET(Import.PLQ,$A68-1,AS$15-1,1,1),IF(ISNUMBER(INDEX(Import.PLE,Detalhamento!$E68,Detalhamento!AS$15)),IF(INDEX(Import.PLE,Detalhamento!$E68,Detalhamento!AS$15)<=mediçao,OFFSET(Import.PLQ,$A68-1,AS$15-1,1,1),0),0),IF(ISNUMBER(INDEX(Import.PLE,Detalhamento!$E68,Detalhamento!AS$15)),IF(INDEX(Import.PLE,Detalhamento!$E68,Detalhamento!AS$15)<=mediçao,0,OFFSET(Import.PLQ,$A68-1,AS$15-1,1,1)),OFFSET(Import.PLQ,$A68-1,AS$15-1,1,1))))","v":0},{"$f":"IF(AT$13=\"\",0,CHOOSE(Detalhamento.OpçãoServiços,OFFSET(Import.PLQ,$A68-1,AT$15-1,1,1),IF(ISNUMBER(INDEX(Import.PLE,Detalhamento!$E68,Detalhamento!AT$15)),IF(INDEX(Import.PLE,Detalhamento!$E68,Detalhamento!AT$15)<=mediçao,OFFSET(Import.PLQ,$A68-1,AT$15-1,1,1),0),0),IF(ISNUMBER(INDEX(Import.PLE,Detalhamento!$E68,Detalhamento!AT$15)),IF(INDEX(Import.PLE,Detalhamento!$E68,Detalhamento!AT$15)<=mediçao,0,OFFSET(Import.PLQ,$A68-1,AT$15-1,1,1)),OFFSET(Import.PLQ,$A68-1,AT$15-1,1,1))))","v":0},{"$f":"IF(AU$13=\"\",0,CHOOSE(Detalhamento.OpçãoServiços,OFFSET(Import.PLQ,$A68-1,AU$15-1,1,1),IF(ISNUMBER(INDEX(Import.PLE,Detalhamento!$E68,Detalhamento!AU$15)),IF(INDEX(Import.PLE,Detalhamento!$E68,Detalhamento!AU$15)<=mediçao,OFFSET(Import.PLQ,$A68-1,AU$15-1,1,1),0),0),IF(ISNUMBER(INDEX(Import.PLE,Detalhamento!$E68,Detalhamento!AU$15)),IF(INDEX(Import.PLE,Detalhamento!$E68,Detalhamento!AU$15)<=mediçao,0,OFFSET(Import.PLQ,$A68-1,AU$15-1,1,1)),OFFSET(Import.PLQ,$A68-1,AU$15-1,1,1))))","v":0},{"$f":"IF(AV$13=\"\",0,CHOOSE(Detalhamento.OpçãoServiços,OFFSET(Import.PLQ,$A68-1,AV$15-1,1,1),IF(ISNUMBER(INDEX(Import.PLE,Detalhamento!$E68,Detalhamento!AV$15)),IF(INDEX(Import.PLE,Detalhamento!$E68,Detalhamento!AV$15)<=mediçao,OFFSET(Import.PLQ,$A68-1,AV$15-1,1,1),0),0),IF(ISNUMBER(INDEX(Import.PLE,Detalhamento!$E68,Detalhamento!AV$15)),IF(INDEX(Import.PLE,Detalhamento!$E68,Detalhamento!AV$15)<=mediçao,0,OFFSET(Import.PLQ,$A68-1,AV$15-1,1,1)),OFFSET(Import.PLQ,$A68-1,AV$15-1,1,1))))","v":0},{"$f":"IF(AW$13=\"\",0,CHOOSE(Detalhamento.OpçãoServiços,OFFSET(Import.PLQ,$A68-1,AW$15-1,1,1),IF(ISNUMBER(INDEX(Import.PLE,Detalhamento!$E68,Detalhamento!AW$15)),IF(INDEX(Import.PLE,Detalhamento!$E68,Detalhamento!AW$15)<=mediçao,OFFSET(Import.PLQ,$A68-1,AW$15-1,1,1),0),0),IF(ISNUMBER(INDEX(Import.PLE,Detalhamento!$E68,Detalhamento!AW$15)),IF(INDEX(Import.PLE,Detalhamento!$E68,Detalhamento!AW$15)<=mediçao,0,OFFSET(Import.PLQ,$A68-1,AW$15-1,1,1)),OFFSET(Import.PLQ,$A68-1,AW$15-1,1,1))))","v":0},{"$f":"IF(AX$13=\"\",0,CHOOSE(Detalhamento.OpçãoServiços,OFFSET(Import.PLQ,$A68-1,AX$15-1,1,1),IF(ISNUMBER(INDEX(Import.PLE,Detalhamento!$E68,Detalhamento!AX$15)),IF(INDEX(Import.PLE,Detalhamento!$E68,Detalhamento!AX$15)<=mediçao,OFFSET(Import.PLQ,$A68-1,AX$15-1,1,1),0),0),IF(ISNUMBER(INDEX(Import.PLE,Detalhamento!$E68,Detalhamento!AX$15)),IF(INDEX(Import.PLE,Detalhamento!$E68,Detalhamento!AX$15)<=mediçao,0,OFFSET(Import.PLQ,$A68-1,AX$15-1,1,1)),OFFSET(Import.PLQ,$A68-1,AX$15-1,1,1))))","v":0},{"$f":"IF(AY$13=\"\",0,CHOOSE(Detalhamento.OpçãoServiços,OFFSET(Import.PLQ,$A68-1,AY$15-1,1,1),IF(ISNUMBER(INDEX(Import.PLE,Detalhamento!$E68,Detalhamento!AY$15)),IF(INDEX(Import.PLE,Detalhamento!$E68,Detalhamento!AY$15)<=mediçao,OFFSET(Import.PLQ,$A68-1,AY$15-1,1,1),0),0),IF(ISNUMBER(INDEX(Import.PLE,Detalhamento!$E68,Detalhamento!AY$15)),IF(INDEX(Import.PLE,Detalhamento!$E68,Detalhamento!AY$15)<=mediçao,0,OFFSET(Import.PLQ,$A68-1,AY$15-1,1,1)),OFFSET(Import.PLQ,$A68-1,AY$15-1,1,1))))","v":0},{"$f":"IF(AZ$13=\"\",0,CHOOSE(Detalhamento.OpçãoServiços,OFFSET(Import.PLQ,$A68-1,AZ$15-1,1,1),IF(ISNUMBER(INDEX(Import.PLE,Detalhamento!$E68,Detalhamento!AZ$15)),IF(INDEX(Import.PLE,Detalhamento!$E68,Detalhamento!AZ$15)<=mediçao,OFFSET(Import.PLQ,$A68-1,AZ$15-1,1,1),0),0),IF(ISNUMBER(INDEX(Import.PLE,Detalhamento!$E68,Detalhamento!AZ$15)),IF(INDEX(Import.PLE,Detalhamento!$E68,Detalhamento!AZ$15)<=mediçao,0,OFFSET(Import.PLQ,$A68-1,AZ$15-1,1,1)),OFFSET(Import.PLQ,$A68-1,AZ$15-1,1,1))))","v":0},{"$f":"IF(BA$13=\"\",0,CHOOSE(Detalhamento.OpçãoServiços,OFFSET(Import.PLQ,$A68-1,BA$15-1,1,1),IF(ISNUMBER(INDEX(Import.PLE,Detalhamento!$E68,Detalhamento!BA$15)),IF(INDEX(Import.PLE,Detalhamento!$E68,Detalhamento!BA$15)<=mediçao,OFFSET(Import.PLQ,$A68-1,BA$15-1,1,1),0),0),IF(ISNUMBER(INDEX(Import.PLE,Detalhamento!$E68,Detalhamento!BA$15)),IF(INDEX(Import.PLE,Detalhamento!$E68,Detalhamento!BA$15)<=mediçao,0,OFFSET(Import.PLQ,$A68-1,BA$15-1,1,1)),OFFSET(Import.PLQ,$A68-1,BA$15-1,1,1))))","v":0},{"$f":"IF(BB$13=\"\",0,CHOOSE(Detalhamento.OpçãoServiços,OFFSET(Import.PLQ,$A68-1,BB$15-1,1,1),IF(ISNUMBER(INDEX(Import.PLE,Detalhamento!$E68,Detalhamento!BB$15)),IF(INDEX(Import.PLE,Detalhamento!$E68,Detalhamento!BB$15)<=mediçao,OFFSET(Import.PLQ,$A68-1,BB$15-1,1,1),0),0),IF(ISNUMBER(INDEX(Import.PLE,Detalhamento!$E68,Detalhamento!BB$15)),IF(INDEX(Import.PLE,Detalhamento!$E68,Detalhamento!BB$15)<=mediçao,0,OFFSET(Import.PLQ,$A68-1,BB$15-1,1,1)),OFFSET(Import.PLQ,$A68-1,BB$15-1,1,1))))","v":0},{"$f":"IF(BC$13=\"\",0,CHOOSE(Detalhamento.OpçãoServiços,OFFSET(Import.PLQ,$A68-1,BC$15-1,1,1),IF(ISNUMBER(INDEX(Import.PLE,Detalhamento!$E68,Detalhamento!BC$15)),IF(INDEX(Import.PLE,Detalhamento!$E68,Detalhamento!BC$15)<=mediçao,OFFSET(Import.PLQ,$A68-1,BC$15-1,1,1),0),0),IF(ISNUMBER(INDEX(Import.PLE,Detalhamento!$E68,Detalhamento!BC$15)),IF(INDEX(Import.PLE,Detalhamento!$E68,Detalhamento!BC$15)<=mediçao,0,OFFSET(Import.PLQ,$A68-1,BC$15-1,1,1)),OFFSET(Import.PLQ,$A68-1,BC$15-1,1,1))))","v":0},{"$f":"IF(BD$13=\"\",0,CHOOSE(Detalhamento.OpçãoServiços,OFFSET(Import.PLQ,$A68-1,BD$15-1,1,1),IF(ISNUMBER(INDEX(Import.PLE,Detalhamento!$E68,Detalhamento!BD$15)),IF(INDEX(Import.PLE,Detalhamento!$E68,Detalhamento!BD$15)<=mediçao,OFFSET(Import.PLQ,$A68-1,BD$15-1,1,1),0),0),IF(ISNUMBER(INDEX(Import.PLE,Detalhamento!$E68,Detalhamento!BD$15)),IF(INDEX(Import.PLE,Detalhamento!$E68,Detalhamento!BD$15)<=mediçao,0,OFFSET(Import.PLQ,$A68-1,BD$15-1,1,1)),OFFSET(Import.PLQ,$A68-1,BD$15-1,1,1))))","v":0},{"$f":"IF(BE$13=\"\",0,CHOOSE(Detalhamento.OpçãoServiços,OFFSET(Import.PLQ,$A68-1,BE$15-1,1,1),IF(ISNUMBER(INDEX(Import.PLE,Detalhamento!$E68,Detalhamento!BE$15)),IF(INDEX(Import.PLE,Detalhamento!$E68,Detalhamento!BE$15)<=mediçao,OFFSET(Import.PLQ,$A68-1,BE$15-1,1,1),0),0),IF(ISNUMBER(INDEX(Import.PLE,Detalhamento!$E68,Detalhamento!BE$15)),IF(INDEX(Import.PLE,Detalhamento!$E68,Detalhamento!BE$15)<=mediçao,0,OFFSET(Import.PLQ,$A68-1,BE$15-1,1,1)),OFFSET(Import.PLQ,$A68-1,BE$15-1,1,1))))","v":0},{"$f":"IF(BF$13=\"\",0,CHOOSE(Detalhamento.OpçãoServiços,OFFSET(Import.PLQ,$A68-1,BF$15-1,1,1),IF(ISNUMBER(INDEX(Import.PLE,Detalhamento!$E68,Detalhamento!BF$15)),IF(INDEX(Import.PLE,Detalhamento!$E68,Detalhamento!BF$15)<=mediçao,OFFSET(Import.PLQ,$A68-1,BF$15-1,1,1),0),0),IF(ISNUMBER(INDEX(Import.PLE,Detalhamento!$E68,Detalhamento!BF$15)),IF(INDEX(Import.PLE,Detalhamento!$E68,Detalhamento!BF$15)<=mediçao,0,OFFSET(Import.PLQ,$A68-1,BF$15-1,1,1)),OFFSET(Import.PLQ,$A68-1,BF$15-1,1,1))))","v":0},{"$f":"IF(BG$13=\"\",0,CHOOSE(Detalhamento.OpçãoServiços,OFFSET(Import.PLQ,$A68-1,BG$15-1,1,1),IF(ISNUMBER(INDEX(Import.PLE,Detalhamento!$E68,Detalhamento!BG$15)),IF(INDEX(Import.PLE,Detalhamento!$E68,Detalhamento!BG$15)<=mediçao,OFFSET(Import.PLQ,$A68-1,BG$15-1,1,1),0),0),IF(ISNUMBER(INDEX(Import.PLE,Detalhamento!$E68,Detalhamento!BG$15)),IF(INDEX(Import.PLE,Detalhamento!$E68,Detalhamento!BG$15)<=mediçao,0,OFFSET(Import.PLQ,$A68-1,BG$15-1,1,1)),OFFSET(Import.PLQ,$A68-1,BG$15-1,1,1))))","v":0},{"$f":"IF(BH$13=\"\",0,CHOOSE(Detalhamento.OpçãoServiços,OFFSET(Import.PLQ,$A68-1,BH$15-1,1,1),IF(ISNUMBER(INDEX(Import.PLE,Detalhamento!$E68,Detalhamento!BH$15)),IF(INDEX(Import.PLE,Detalhamento!$E68,Detalhamento!BH$15)<=mediçao,OFFSET(Import.PLQ,$A68-1,BH$15-1,1,1),0),0),IF(ISNUMBER(INDEX(Import.PLE,Detalhamento!$E68,Detalhamento!BH$15)),IF(INDEX(Import.PLE,Detalhamento!$E68,Detalhamento!BH$15)<=mediçao,0,OFFSET(Import.PLQ,$A68-1,BH$15-1,1,1)),OFFSET(Import.PLQ,$A68-1,BH$15-1,1,1))))","v":0},{"$f":"IF(BI$13=\"\",0,CHOOSE(Detalhamento.OpçãoServiços,OFFSET(Import.PLQ,$A68-1,BI$15-1,1,1),IF(ISNUMBER(INDEX(Import.PLE,Detalhamento!$E68,Detalhamento!BI$15)),IF(INDEX(Import.PLE,Detalhamento!$E68,Detalhamento!BI$15)<=mediçao,OFFSET(Import.PLQ,$A68-1,BI$15-1,1,1),0),0),IF(ISNUMBER(INDEX(Import.PLE,Detalhamento!$E68,Detalhamento!BI$15)),IF(INDEX(Import.PLE,Detalhamento!$E68,Detalhamento!BI$15)<=mediçao,0,OFFSET(Import.PLQ,$A68-1,BI$15-1,1,1)),OFFSET(Import.PLQ,$A68-1,BI$15-1,1,1))))","v":0}]
[]
[null,null,null,null,{"$f":"Eventograma_e_Quantitativos!C71","v":"CATANDUVAS/SC, 22 de fevereiro de 2019"}]
[null,null,null,null,"Local e Data",null,null,null,null,null,null,null,"Responsável Técnico:",{"$f":"Eventograma_e_Quantitativos!$P$72","v":"MAX MOOSHAMMER"},null,null,null,null,"Responsável Técnico:",{"$f":"Eventograma_e_Quantitativos!$P$72","v":"MAX MOOSHAMMER"},null,null,null,null,"Responsável Técnico:",{"$f":"Eventograma_e_Quantitativos!$P$72","v":"MAX MOOSHAMMER"},null,null,null,null,"Responsável Técnico:",{"$f":"Eventograma_e_Quantitativos!$P$72","v":"MAX MOOSHAMMER"},null,null,null,null,"Responsável Técnico:",{"$f":"Eventograma_e_Quantitativos!$P$72","v":"MAX MOOSHAMMER"},null,null,null,null,"Responsável Técnico:",{"$f":"Eventograma_e_Quantitativos!$P$72","v":"MAX MOOSHAMMER"},null,null,null,null,"Responsável Técnico:",{"$f":"Eventograma_e_Quantitativos!$P$72","v":"MAX MOOSHAMMER"},null,null,null,null,"Responsável Técnico:",{"$f":"Eventograma_e_Quantitativos!$P$72","v":"MAX MOOSHAMMER"}]
[null,null,null,null,null,null,null,null,null,null,null,null,"CREA / CAU:",{"$f":"Eventograma_e_Quantitativos!$P$73","v":"139.164-0"},null,null,null,null,"CREA / CAU:",{"$f":"Eventograma_e_Quantitativos!$P$73","v":"139.164-0"},null,null,null,null,"CREA / CAU:",{"$f":"Eventograma_e_Quantitativos!$P$73","v":"139.164-0"},null,null,null,null,"CREA / CAU:",{"$f":"Eventograma_e_Quantitativos!$P$73","v":"139.164-0"},null,null,null,null,"CREA / CAU:",{"$f":"Eventograma_e_Quantitativos!$P$73","v":"139.164-0"},null,null,null,null,"CREA / CAU:",{"$f":"Eventograma_e_Quantitativos!$P$73","v":"139.164-0"},null,null,null,null,"CREA / CAU:",{"$f":"Eventograma_e_Quantitativos!$P$73","v":"139.164-0"},null,null,null,null,"CREA / CAU:",{"$f":"Eventograma_e_Quantitativos!$P$73","v":"139.164-0"}]

{"sheet":"Cronograma","index":3,"n_rows":58,"n_cols":55,"rows_kept":58,"cut":false,"hidden":false,"merged":[[57,18,57,21],[56,43,56,46],[51,14,51,17],[50,26,50,29],[49,18,49,21],[50,14,50,17],[49,22,49,25],[57,43,57,46],[51,18,51,21],[51,22,51,25],[51,26,51,29],[50,38,50,41],[50,30,50,33],[49,26,49,29],[49,14,49,17],[50,46,50,49],[50,22,50,25],[56,18,56,21],[51,4,51,5],[50,1,51,2],[50,6,50,9],[50,18,50,21],[50,10,50,13],[51,10,51,13],[49,10,49,13],[56,1,56,3],[51,6,51,9],[55,1,55,12],[50,4,50,5],[30,1,31,1],[30,2,31,2],[48,6,48,9],[47,1,47,2],[48,4,48,5],[48,1,49,2],[49,6,49,9],[49,4,49,5],[19,50,19,53],[31,4,31,53],[19,3,19,21],[47,6,47,9],[47,10,47,13],[47,14,47,17],[47,18,47,21],[47,22,47,25],[47,26,47,29],[47,42,47,45],[47,50,47,53],[48,26,48,29],[48,18,48,21],[48,10,48,13],[48,14,48,17],[48,22,48,25],[48,50,48,53],[48,46,48,49],[48,42,48,45],[47,38,47,41],[47,34,47,37],[48,34,48,37],[48,38,48,41],[48,30,48,33],[47,46,47,49],[47,30,47,33],[49,30,49,33],[49,34,49,37],[51,50,51,53],[50,50,50,53],[49,50,49,53],[51,46,51,49],[50,42,50,45],[51,30,51,33],[51,42,51,45],[51,38,51,41],[51,34,51,37],[49,46,49,49],[49,42,49,45],[49,38,49,41],[50,34,50,37]]}
[null,{"$f":"OFFSET(B1,-1,0)+1","v":{"$error":"#REF!"}},{"$f":"IF($B1<=numEventos,INDEX(Eventos,B1,2),\"\")","v":{"$error":"#REF!"}}," "]
[]
[]
[]
[]
[]
[]
[]
[]
[]
[]
[]
[]
[]
[]
[]
[]
[]
[]
[null,null,null,"                PLE - Planilha de Levantamento de Eventos\n                Cronograma",null,null,null,null,null,null,null,null,null,null,null,null,null,null,null,null,null,null,null,null,null,null,null,null,null,null,null,null,null,null,null,null,null,null,null,null,null,null,null,null,null,null,null,null,null,null,"Grau de Sigilo\n#PUBLICO",null,null,null,{"$f":"Cronograma.MesesQuadro","v":12}]
[]
[]
[]
[]
[]
[]
[]
[]
[]
[null,null,null,null,{"$f":"IF(Eventograma_e_Quantitativos!N15<>\"\",Eventograma_e_Quantitativos!N15,\"\")","v":"ESTRUTURA TÉRREA"},{"$f":"IF(Eventograma_e_Quantitativos!O15<>\"\",Eventograma_e_Quantitativos!O15,\"\")","v":"ESTRUTURA SUPERIOR"},{"$f":"IF(Eventograma_e_Quantitativos!P15<>\"\",Eventograma_e_Quantitativos!P15,\"\")","v":"COBERTURA"},{"$f":"IF(Eventograma_e_Quantitativos!Q15<>\"\",Eventograma_e_Quantitativos!Q15,\"\")","v":"QUADRA"},{"$f":"IF(Eventograma_e_Quantitativos!R15<>\"\",Eventograma_e_Quantitativos!R15,\"\")","v":""},{"$f":"IF(Eventograma_e_Quantitativos!S15<>\"\",Eventograma_e_Quantitativos!S15,\"\")","v":""},{"$f":"IF(Eventograma_e_Quantitativos!T15<>\"\",Eventograma_e_Quantitativos!T15,\"\")","v":""},{"$f":"IF(Eventograma_e_Quantitativos!U15<>\"\",Eventograma_e_Quantitativos!U15,\"\")","v":""},{"$f":"IF(Eventograma_e_Quantitativos!V15<>\"\",Eventograma_e_Quantitativos!V15,\"\")","v":""},{"$f":"IF(Eventograma_e_Quantitativos!W15<>\"\",Eventograma_e_Quantitativos!W15,\"\")","v":""},{"$f":"IF(Eventograma_e_Quantitativos!X15<>\"\",Eventograma_e_Quantitativos!X15,\"\")","v":""},{"$f":"IF(Eventograma_e_Quantitativos!Y15<>\"\",Eventograma_e_Quantitativos!Y15,\"\")","v":""},{"$f":"IF(Eventograma_e_Quantitativos!Z15<>\"\",Eventograma_e_Quantitativos!Z15,\"\")","v":""},{"$f":"IF(Eventograma_e_Quantitativos!AA15<>\"\",Eventograma_e_Quantitativos!AA15,\"\")","v":""},{"$f":"IF(Eventograma_e_Quantitativos!AB15<>\"\",Eventograma_e_Quantitativos!AB15,\"\")","v":""},{"$f":"IF(Eventograma_e_Quantitativos!AC15<>\"\",Eventograma_e_Quantitativos!AC15,\"\")","v":""},{"$f":"IF(Eventograma_e_Quantitativos!AD15<>\"\",Eventograma_e_Quantitativos!AD15,\"\")","v":""},{"$f":"IF(Eventograma_e_Quantitativos!AE15<>\"\",Eventograma_e_Quantitativos!AE15,\"\")","v":""},{"$f":"IF(Eventograma_e_Quantitativos!AF15<>\"\",Eventograma_e_Quantitativos!AF15,\"\")","v":""},{"$f":"IF(Eventograma_e_Quantitativos!AG15<>\"\",Eventograma_e_Quantitativos!AG15,\"\")","v":""},{"$f":"IF(Eventograma_e_Quantitativos!AH15<>\"\",Eventograma_e_Quantitativos!AH15,\"\")","v":""},{"$f":"IF(Eventograma_e_Quantitativos!AI15<>\"\",Eventograma_e_Quantitativos!AI15,\"\")","v":""},{"$f":"IF(Eventograma_e_Quantitativos!AJ15<>\"\",Eventograma_e_Quantitativos!AJ15,\"\")","v":""},{"$f":"IF(Eventograma_e_Quantitativos!AK15<>\"\",Eventograma_e_Quantitativos!AK15,\"\")","v":""},{"$f":"IF(Eventograma_e_Quantitativos!AL15<>\"\",Eventograma_e_Quantitativos!AL15,\"\")","v":""},{"$f":"IF(Eventograma_e_Quantitativos!AM15<>\"\",Eventograma_e_Quantitativos!AM15,\"\")","v":""},{"$f":"IF(Eventograma_e_Quantitativos!AN15<>\"\",Eventograma_e_Quantitativos!AN15,\"\")","v":""},{"$f":"IF(Eventograma_e_Quantitativos!AO15<>\"\",Eventograma_e_Quantitativos!AO15,\"\")","v":""},{"$f":"IF(Eventograma_e_Quantitativos!AP15<>\"\",Eventograma_e_Quantitativos!AP15,\"\")","v":""},{"$f":"IF(Eventograma_e_Quantitativos!AQ15<>\"\",Eventograma_e_Quantitativos!AQ15,\"\")","v":""},{"$f":"IF(Eventograma_e_Quantitativos!AR15<>\"\",Eventograma_e_Quantitativos!AR15,\"\")","v":""},{"$f":"IF(Eventograma_e_Quantitativos!AS15<>\"\",Eventograma_e_Quantitativos!AS15,\"\")","v":""},{"$f":"IF(Eventograma_e_Quantitativos!AT15<>\"\",Eventograma_e_Quantitativos!AT15,\"\")","v":""},{"$f":"IF(Eventograma_e_Quantitativos!AU15<>\"\",Eventograma_e_Quantitativos!AU15,\"\")","v":""},{"$f":"IF(Eventograma_e_Quantitativos!AV15<>\"\",Eventograma_e_Quantitativos!AV15,\"\")","v":""},{"$f":"IF(Eventograma_e_Quantitativos!AW15<>\"\",Eventograma_e_Quantitativos!AW15,\"\")","v":""},{"$f":"IF(Eventograma_e_Quantitativos!AX15<>\"\",Eventograma_e_Quantitativos!AX15,\"\")","v":""},{"$f":"IF(Eventograma_e_Quantitativos!AY15<>\"\",Eventograma_e_Quantitativos!AY15,\"\")","v":""},{"$f":"IF(Eventograma_e_Quantitativos!AZ15<>\"\",Eventograma_e_Quantitativos!AZ15,\"\")","v":""},{"$f":"IF(Eventograma_e_Quantitativos!BA15<>\"\",Eventograma_e_Quantitativos!BA15,\"\")","v":""},{"$f":"IF(Eventograma_e_Quantitativos!BB15<>\"\",Eventograma_e_Quantitativos!BB15,\"\")","v":""},{"$f":"IF(Eventograma_e_Quantitativos!BC15<>\"\",Eventograma_e_Quantitativos!BC15,\"\")","v":""},{"$f":"IF(Eventograma_e_Quantitativos!BD15<>\"\",Eventograma_e_Quantitativos!BD15,\"\")","v":""},{"$f":"IF(Eventograma_e_Quantitativos!BE15<>\"\",Eventograma_e_Quantitativos!BE15,\"\")","v":""},{"$f":"IF(Eventograma_e_Quantitativos!BF15<>\"\",Eventograma_e_Quantitativos!BF15,\"\")","v":""},{"$f":"IF(Eventograma_e_Quantitativos!BG15<>\"\",Eventograma_e_Quantitativos!BG15,\"\")","v":""},{"$f":"IF(Eventograma_e_Quantitativos!BH15<>\"\",Eventograma_e_Quantitativos!BH15,\"\")","v":""},{"$f":"IF(Eventograma_e_Quantitativos!BI15<>\"\",Eventograma_e_Quantitativos!BI15,\"\")","v":""},{"$f":"IF(Eventograma_e_Quantitativos!BJ15<>\"\",Eventograma_e_Quantitativos!BJ15,\"\")","v":""},{"$f":"IF(Eventograma_e_Quantitativos!BK15<>\"\",Eventograma_e_Quantitativos!BK15,\"\")","v":""}]
[null,"Nº do Evento","Título dos Eventos",null,1,2,3,4,5,6,7,8,9,10,11,12,13,14,15,16,17,18,19,20,21,22,23,24,25,26,27,28,29,30,31,32,33,34,35,36,37,38,39,40,41,42,43,44,45,46,47,48,49,50]
[null,null,null,null,"Informe abaixo o NÚMERO DO PERÍODO em que os eventos serão concluídos (medição por eventos)"]
[]
[null,{"$f":"OFFSET(B34,-1,0)+1","v":1},{"$f":"IF($B34<=numEventos,INDEX(Eventos,B34,2),\"\")","v":"SERVIÇOS INICIAIS"}," ",1,1]
[null,{"$f":"OFFSET(B35,-1,0)+1","v":2},"SAPATAS E CALICES"," ",1,4]
[null,{"$f":"OFFSET(B36,-1,0)+1","v":3},"PILARES"," ",2,null,4,5]
[null,{"$f":"OFFSET(B37,-1,0)+1","v":4},"VIGAS "," ",3,3]
[null,5,"TESOURAS METÁLICAS"," ",null,5]
[null,6,"TERÇAS METÁLICAS"," ",null,null,5]
[null,7,"CALHAS"," ",null,null,5]
[null,8,"COBERTURA"," ",null,null,6]
[null,9,"PISO DE CONCRETO"," ",null,null,null,4]
[null,10,"PINTURAS"," ",null,null,null,6]
[null,11,"TUBOS"," ",null,null,3]
[null,12,"CALÇADAS"," ",2]
[null,{"$f":"OFFSET(B46,-1,0)+1","v":13},"SERVIÇOS FINAIS"," ",6,null,null,6]
[]
[null,"Cronograma",null,null,null,null,{"$f":"(ROW($G48)-ROW($G$48))/6*12+1","v":1},null,null,null,{"$f":"G48+1","v":2},null,null,null,{"$f":"K48+1","v":3},null,null,null,{"$f":"O48+1","v":4},null,null,null,{"$f":"S48+1","v":5},null,null,null,{"$f":"W48+1","v":6},null,null,null,{"$f":"AA48+1","v":7},null,null,null,{"$f":"AE48+1","v":8},null,null,null,{"$f":"AI48+1","v":9},null,null,null,{"$f":"AM48+1","v":10},null,null,null,{"$f":"AQ48+1","v":11},null,null,null,{"$f":"AU48+1","v":12}]
[null,"Parcela",null,null,"%",null,{"$f":"IF(TotalEventos=0,0,G50/TotalEventos)","v":0.14540605756424971},null,null,null,{"$f":"IF(TotalEventos=0,0,K50/TotalEventos)","v":0.11455997322323563},null,null,null,{"$f":"IF(TotalEventos=0,0,O50/TotalEventos)","v":0.12208483413958002},null,null,null,{"$f":"IF(TotalEventos=0,0,S50/TotalEventos)","v":0.17191523637786324},null,null,null,{"$f":"IF(TotalEventos=0,0,W50/TotalEventos)","v":0.27475081560623854},null,null,null,{"$f":"IF(TotalEventos=0,0,AA50/TotalEventos)","v":0.17128308308883283},null,null,null,{"$f":"IF(TotalEventos=0,0,AE50/TotalEventos)","v":0},null,null,null,{"$f":"IF(TotalEventos=0,0,AI50/TotalEventos)","v":0},null,null,null,{"$f":"IF(TotalEventos=0,0,AM50/TotalEventos)","v":0},null,null,null,{"$f":"IF(TotalEventos=0,0,AQ50/TotalEventos)","v":0},null,null,null,{"$f":"IF(TotalEventos=0,0,AU50/TotalEventos)","v":0},null,null,null,{"$f":"IF(TotalEventos=0,0,AY50/TotalEventos)","v":0}]
[null,null,null,null,"R$",null,{"$f":"SUMIF(OFFSET($E$34:$BB$34,0,0,numEventos),G48,ValoresPorEvento)","v":70272.52},null,null,null,{"$f":"SUMIF(OFFSET($E$34:$BB$34,0,0,numEventos),K48,ValoresPorEvento)","v":55365.08},null,null,null,{"$f":"SUMIF(OFFSET($E$34:$BB$34,0,0,numEventos),O48,ValoresPorEvento)","v":59001.73},null,null,null,{"$f":"SUMIF(OFFSET($E$34:$BB$34,0,0,numEventos),S48,ValoresPorEvento)","v":83084},null,null,null,{"$f":"SUMIF(OFFSET($E$34:$BB$34,0,0,numEventos),W48,ValoresPorEvento)","v":132782.85999999999},null,null,null,{"$f":"SUMIF(OFFSET($E$34:$BB$34,0,0,numEventos),AA48,ValoresPorEvento)","v":82778.489999999991},null,null,null,{"$f":"SUMIF(OFFSET($E$34:$BB$34,0,0,numEventos),AE48,ValoresPorEvento)","v":0},null,null,null,{"$f":"SUMIF(OFFSET($E$34:$BB$34,0,0,numEventos),AI48,ValoresPorEvento)","v":0},null,null,null,{"$f":"SUMIF(OFFSET($E$34:$BB$34,0,0,numEventos),AM48,ValoresPorEvento)","v":0},null,null,null,{"$f":"SUMIF(OFFSET($E$34:$BB$34,0,0,numEventos),AQ48,ValoresPorEvento)","v":0},null,null,null,{"$f":"SUMIF(OFFSET($E$34:$BB$34,0,0,numEventos),AU48,ValoresPorEvento)","v":0},null,null,null,{"$f":"SUMIF(OFFSET($E$34:$BB$34,0,0,numEventos),AY48,ValoresPorEvento)","v":0}]
[null,"Acumulado",null,null,"%",null,{"$f":"IF(TotalEventos=0,0,G52/TotalEventos)","v":0.14540605756424971},null,null,null,{"$f":"IF(TotalEventos=0,0,K52/TotalEventos)","v":0.25996603078748537},null,null,null,{"$f":"IF(TotalEventos=0,0,O52/TotalEventos)","v":0.38205086492706541},null,null,null,{"$f":"IF(TotalEventos=0,0,S52/TotalEventos)","v":0.55396610130492863},null,null,null,{"$f":"IF(TotalEventos=0,0,W52/TotalEventos)","v":0.82871691691116711},null,null,null,{"$f":"IF(TotalEventos=0,0,AA52/TotalEventos)","v":1},null,null,null,{"$f":"IF(TotalEventos=0,0,AE52/TotalEventos)","v":1},null,null,null,{"$f":"IF(TotalEventos=0,0,AI52/TotalEventos)","v":1},null,null,null,{"$f":"IF(TotalEventos=0,0,AM52/TotalEventos)","v":1},null,null,null,{"$f":"IF(TotalEventos=0,0,AQ52/TotalEventos)","v":1},null,null,null,{"$f":"IF(TotalEventos=0,0,AU52/TotalEventos)","v":1},null,null,null,{"$f":"IF(TotalEventos=0,0,AY52/TotalEventos)","v":1}]
[null,null,null,null,"R$",null,{"$f":"SUMIF(OFFSET($E$34:$BB$34,0,0,numEventos),\"<=\"&G48,ValoresPorEvento)","v":70272.52},null,null,null,{"$f":"K50+G52","v":125637.6},null,null,null,{"$f":"O50+K52","v":184639.33000000002},null,null,null,{"$f":"S50+O52","v":267723.33},null,null,null,{"$f":"W50+S52","v":400506.19},null,null,null,{"$f":"AA50+W52","v":483284.68},null,null,null,{"$f":"AE50+AA52","v":483284.68},null,null,null,{"$f":"AI50+AE52","v":483284.68},null,null,null,{"$f":"AM50+AI52","v":483284.68},null,null,null,{"$f":"AQ50+AM52","v":483284.68},null,null,null,{"$f":"AU50+AQ52","v":483284.68},null,null,null,{"$f":"AY50+AU52","v":483284.68}]
[]
[]
[]
[null,{"$f":"Import.Município&\", \"&TEXT(hoje,\"dd\")&\" de \"&TEXT(hoje,\"mmmm\")&\" de \"&TEXT(hoje,\"aaaa\")","v":"CATANDUVAS/SC, 22 de fevereiro de 2019"}]
[null,"Local e Data",null,null,null,null,null,null,null,null,null,null,null,null,null,null,null,null,null,null,null,null,null,null,null,null,null,null,null,null,null,null,null,null,null,null,null,null,null,null,null,null,"Responsável Técnico:",{"$f":"respPLE","v":"MAX MOOSHAMMER"}]
[null,null,null,null,null,null,null,null,null,null,null,null,null,null,null,null,null,null,null,null,null,null,null,null,null,null,null,null,null,null,null,null,null,null,null,null,null,null,null,null,null,null,"CREA / CAU:",{"$f":"creaPLE","v":"139.164-0"}]

{"sheet":"PLE","index":4,"n_rows":60,"n_cols":55,"rows_kept":60,"cut":false,"hidden":false,"merged":[[58,44,58,53],[51,50,51,53],[59,44,59,53],[51,46,51,49],[51,30,51,33],[57,44,57,53],[53,42,53,45],[53,38,53,41],[51,38,51,41],[51,42,51,45],[51,34,51,37],[53,26,53,29],[53,34,53,37],[53,46,53,49],[52,10,52,13],[52,50,52,53],[52,42,52,45],[52,46,52,49],[52,38,52,41],[53,50,53,53],[53,30,53,33],[52,26,52,29],[52,34,52,37],[52,30,52,33],[57,1,57,2],[52,4,52,5],[53,4,53,5],[56,1,56,6],[53,22,53,25],[53,6,53,9],[53,14,53,17],[52,18,52,21],[52,1,53,2],[53,10,53,13],[52,6,52,9],[53,18,53,21],[52,14,52,17],[51,10,51,13],[51,14,51,17],[52,22,52,25],[51,26,51,29],[50,26,50,29],[51,22,51,25],[51,18,51,21],[49,26,49,29],[49,22,49,25],[49,10,49,13],[50,50,50,53],[50,42,50,45],[49,50,49,53],[49,38,49,41],[49,34,49,37],[50,34,50,37],[50,46,50,49],[49,42,49,45],[50,38,50,41],[50,10,50,13],[50,18,50,21],[50,14,50,17],[50,22,50,25],[50,30,50,33],[19,50,19,53],[49,14,49,17],[49,18,49,21],[19,29,19,38],[31,4,31,53],[49,46,49,49],[27,49,27,53],[27,34,27,44],[48,22,48,25],[19,3,19,21],[48,30,48,33],[48,46,48,49],[48,42,48,45],[49,30,49,33],[48,26,48,29],[27,26,27,29],[48,34,48,37],[48,38,48,41],[47,6,47,53],[48,18,48,21],[48,6,48,9],[48,10,48,13],[48,14,48,17],[48,50,48,53],[50,6,50,9],[50,1,51,2],[30,1,31,1],[30,2,31,2],[51,4,51,5],[50,4,50,5],[49,1,49,2],[49,6,49,9],[51,6,51,9]]}
[null,{"$f":"OFFSET(B1,-1,0)+1","v":{"$error":"#REF!"}},{"$f":"IF(B1<=numEventos,INDEX(Eventos,B1,2),\"\")","v":{"$error":"#REF!"}}," "]
[]
[]
[]
[]
[]
[]
[]
[]
[]
[]
[]
[]
[]
[]
[]
[]
[]
[]
[null,null,null,"                PLE - Planilha de Levantamento de Eventos\n                Planilha de Levantamento de Eventos",null,null,null,null,null,null,null,null,null,null,null,null,null,null,null,null,null,null,null,null,null,null,null,null,null,null,null,null,null,null,null,null,null,null,null,null,null,null,null,null,null,null,null,null,null,null,"Grau de Sigilo\n#PUBLICO",null,null,null,{"$f":"COUNTA(OFFSET(Medições,0,0,,2))/3*12","v":12}]
[]
[]
[]
[]
[]
[]
[]
[null,null,null,null,null,null,null,null,null,null,null,null,null,null,null,null,null,null,null,null,null,null,null,null,null,"% Realizado Acum.:",{"$f":"OFFSET(G53,TRUNC((mediçao-G50)/12,0)*8,(mediçao-OFFSET(G50,TRUNC((mediçao-G50)/12,0)*8,0))*4)","v":0},null,null,null,null,null,null,"Período:",{"$f":"IF(OFFSET(G49,TRUNC((mediçao-G50)/12,0)*8,(mediçao-OFFSET(G49,1+TRUNC((mediçao-G50)/12,0)*8,0))*4)=\"\",\"DIGITE A DATA DA MEDIÇÃO\",TEXT(IF(mediçao=G50,dataInicioObra,1+OFFSET(G49,TRUNC((mediçao-G50)/12,0)*8,(mediçao-1-OFFSET(G49,1+TRUNC((mediçao-G50)/12,0)*8,0))*4)),\"dd/mm/aaaa\")&\" a \"&TEXT(OFFSET(G49,TRUNC((mediçao-G50)/12,0)*8,(mediçao-OFFSET(G49,1+TRUNC((mediçao-G50)/12,0)*8,0))*4),\"dd/mm/aaaa\"))","v":"DIGITE A DATA DA MEDIÇÃO"},null,null,null,null,null,null,null,null,null,null,null,null,null,"Medição:",1]
[null,null,null,null,null,null,null,null,null,null,null,null,null,null,null,null,null,null,null,null,null,null,null,null,null,null,null,null,null,null,null,null,null,null,null,null,null,null,null,null,null,null,null,null,null,null,null,null,null,null,null,null,{"$f":"mediçao","v":1},{"$f":"CONCATENATE(mediçao,\".\")","v":"1."}]
[null,null,null,null,{"$f":"IF(Eventograma_e_Quantitativos!N15<>\"\",Eventograma_e_Quantitativos!N15,\"\")","v":"ESTRUTURA TÉRREA"},{"$f":"IF(Eventograma_e_Quantitativos!O15<>\"\",Eventograma_e_Quantitativos!O15,\"\")","v":"ESTRUTURA SUPERIOR"},{"$f":"IF(Eventograma_e_Quantitativos!P15<>\"\",Eventograma_e_Quantitativos!P15,\"\")","v":"COBERTURA"},{"$f":"IF(Eventograma_e_Quantitativos!Q15<>\"\",Eventograma_e_Quantitativos!Q15,\"\")","v":"QUADRA"},{"$f":"IF(Eventograma_e_Quantitativos!R15<>\"\",Eventograma_e_Quantitativos!R15,\"\")","v":""},{"$f":"IF(Eventograma_e_Quantitativos!S15<>\"\",Eventograma_e_Quantitativos!S15,\"\")","v":""},{"$f":"IF(Eventograma_e_Quantitativos!T15<>\"\",Eventograma_e_Quantitativos!T15,\"\")","v":""},{"$f":"IF(Eventograma_e_Quantitativos!U15<>\"\",Eventograma_e_Quantitativos!U15,\"\")","v":""},{"$f":"IF(Eventograma_e_Quantitativos!V15<>\"\",Eventograma_e_Quantitativos!V15,\"\")","v":""},{"$f":"IF(Eventograma_e_Quantitativos!W15<>\"\",Eventograma_e_Quantitativos!W15,\"\")","v":""},{"$f":"IF(Eventograma_e_Quantitativos!X15<>\"\",Eventograma_e_Quantitativos!X15,\"\")","v":""},{"$f":"IF(Eventograma_e_Quantitativos!Y15<>\"\",Eventograma_e_Quantitativos!Y15,\"\")","v":""},{"$f":"IF(Eventograma_e_Quantitativos!Z15<>\"\",Eventograma_e_Quantitativos!Z15,\"\")","v":""},{"$f":"IF(Eventograma_e_Quantitativos!AA15<>\"\",Eventograma_e_Quantitativos!AA15,\"\")","v":""},{"$f":"IF(Eventograma_e_Quantitativos!AB15<>\"\",Eventograma_e_Quantitativos!AB15,\"\")","v":""},{"$f":"IF(Eventograma_e_Quantitativos!AC15<>\"\",Eventograma_e_Quantitativos!AC15,\"\")","v":""},{"$f":"IF(Eventograma_e_Quantitativos!AD15<>\"\",Eventograma_e_Quantitativos!AD15,\"\")","v":""},{"$f":"IF(Eventograma_e_Quantitativos!AE15<>\"\",Eventograma_e_Quantitativos!AE15,\"\")","v":""},{"$f":"IF(Eventograma_e_Quantitativos!AF15<>\"\",Eventograma_e_Quantitativos!AF15,\"\")","v":""},{"$f":"IF(Eventograma_e_Quantitativos!AG15<>\"\",Eventograma_e_Quantitativos!AG15,\"\")","v":""},{"$f":"IF(Eventograma_e_Quantitativos!AH15<>\"\",Eventograma_e_Quantitativos!AH15,\"\")","v":""},{"$f":"IF(Eventograma_e_Quantitativos!AI15<>\"\",Eventograma_e_Quantitativos!AI15,\"\")","v":""},{"$f":"IF(Eventograma_e_Quantitativos!AJ15<>\"\",Eventograma_e_Quantitativos!AJ15,\"\")","v":""},{"$f":"IF(Eventograma_e_Quantitativos!AK15<>\"\",Eventograma_e_Quantitativos!AK15,\"\")","v":""},{"$f":"IF(Eventograma_e_Quantitativos!AL15<>\"\",Eventograma_e_Quantitativos!AL15,\"\")","v":""},{"$f":"IF(Eventograma_e_Quantitativos!AM15<>\"\",Eventograma_e_Quantitativos!AM15,\"\")","v":""},{"$f":"IF(Eventograma_e_Quantitativos!AN15<>\"\",Eventograma_e_Quantitativos!AN15,\"\")","v":""},{"$f":"IF(Eventograma_e_Quantitativos!AO15<>\"\",Eventograma_e_Quantitativos!AO15,\"\")","v":""},{"$f":"IF(Eventograma_e_Quantitativos!AP15<>\"\",Eventograma_e_Quantitativos!AP15,\"\")","v":""},{"$f":"IF(Eventograma_e_Quantitativos!AQ15<>\"\",Eventograma_e_Quantitativos!AQ15,\"\")","v":""},{"$f":"IF(Eventograma_e_Quantitativos!AR15<>\"\",Eventograma_e_Quantitativos!AR15,\"\")","v":""},{"$f":"IF(Eventograma_e_Quantitativos!AS15<>\"\",Eventograma_e_Quantitativos!AS15,\"\")","v":""},{"$f":"IF(Eventograma_e_Quantitativos!AT15<>\"\",Eventograma_e_Quantitativos!AT15,\"\")","v":""},{"$f":"IF(Eventograma_e_Quantitativos!AU15<>\"\",Eventograma_e_Quantitativos!AU15,\"\")","v":""},{"$f":"IF(Eventograma_e_Quantitativos!AV15<>\"\",Eventograma_e_Quantitativos!AV15,\"\")","v":""},{"$f":"IF(Eventograma_e_Quantitativos!AW15<>\"\",Eventograma_e_Quantitativos!AW15,\"\")","v":""},{"$f":"IF(Eventograma_e_Quantitativos!AX15<>\"\",Eventograma_e_Quantitativos!AX15,\"\")","v":""},{"$f":"IF(Eventograma_e_Quantitativos!AY15<>\"\",Eventograma_e_Quantitativos!AY15,\"\")","v":""},{"$f":"IF(Eventograma_e_Quantitativos!AZ15<>\"\",Eventograma_e_Quantitativos!AZ15,\"\")","v":""},{"$f":"IF(Eventograma_e_Quantitativos!BA15<>\"\",Eventograma_e_Quantitativos!BA15,\"\")","v":""},{"$f":"IF(Eventograma_e_Quantitativos!BB15<>\"\",Eventograma_e_Quantitativos!BB15,\"\")","v":""},{"$f":"IF(Eventograma_e_Quantitativos!BC15<>\"\",Eventograma_e_Quantitativos!BC15,\"\")","v":""},{"$f":"IF(Eventograma_e_Quantitativos!BD15<>\"\",Eventograma_e_Quantitativos!BD15,\"\")","v":""},{"$f":"IF(Eventograma_e_Quantitativos!BE15<>\"\",Eventograma_e_Quantitativos!BE15,\"\")","v":""},{"$f":"IF(Eventograma_e_Quantitativos!BF15<>\"\",Eventograma_e_Quantitativos!BF15,\"\")","v":""},{"$f":"IF(Eventograma_e_Quantitativos!BG15<>\"\",Eventograma_e_Quantitativos!BG15,\"\")","v":""},{"$f":"IF(Eventograma_e_Quantitativos!BH15<>\"\",Eventograma_e_Quantitativos!BH15,\"\")","v":""},{"$f":"IF(Eventograma_e_Quantitativos!BI15<>\"\",Eventograma_e_Quantitativos!BI15,\"\")","v":""},{"$f":"IF(Eventograma_e_Quantitativos!BJ15<>\"\",Eventograma_e_Quantitativos!BJ15,\"\")","v":""},{"$f":"IF(Eventograma_e_Quantitativos!BK15<>\"\",Eventograma_e_Quantitativos!BK15,\"\")","v":""}]
[null,"Nº do Evento","Título dos Eventos",null,1,2,3,4,5,6,7,8,9,10,11,12,13,14,15,16,17,18,19,20,21,22,23,24,25,26,27,28,29,30,31,32,33,34,35,36,37,38,39,40,41,42,43,44,45,46,47,48,49,50]
[null,null,null,null,"Informe abaixo o NÚMERO DA MEDIÇÃO em que os eventos foram concluídos (medição por eventos)"]
[]
[null,{"$f":"OFFSET(B34,-1,0)+1","v":1},{"$f":"IF(B34<=numEventos,INDEX(Eventos,B34,2),\"\")","v":"SERVIÇOS INICIAIS"}," "]
[null,{"$f":"OFFSET(B35,-1,0)+1","v":2},"SAPATAS E CALICES"," "]
[null,{"$f":"OFFSET(B36,-1,0)+1","v":3},"PILARES"," "]
[null,{"$f":"OFFSET(B37,-1,0)+1","v":4},"VIGAS "," "]
[null,5,"TESOURAS METÁLICAS"," "]
[null,6,"TERÇAS METÁLICAS"," "]
[null,7,"CALHAS"," "]
[null,8,"COBERTURA"," "]
[null,9,"PISO DE CONCRETO"," "]
[null,10,"PINTURAS"," "]
[null,11,"TUBOS"," "]
[null,12,"CALÇADAS"," "]
[null,{"$f":"OFFSET(B46,-1,0)+1","v":13},"SERVIÇOS FINAIS"," "]
[]
[null,null,null,null,null,null,"Datas das medições"]
[]
[null,"Medições",null,null,null,null,{"$f":"(ROW($G50)-ROW($G$50))/8*12+1","v":1},null,null,null,{"$f":"G50+1","v":2},null,null,null,{"$f":"K50+1","v":3},null,null,null,{"$f":"O50+1","v":4},null,null,null,{"$f":"S50+1","v":5},null,null,null,{"$f":"W50+1","v":6},null,null,null,{"$f":"AA50+1","v":7},null,null,null,{"$f":"AE50+1","v":8},null,null,null,{"$f":"AI50+1","v":9},null,null,null,{"$f":"AM50+1","v":10},null,null,null,{"$f":"AQ50+1","v":11},null,null,null,{"$f":"AU50+1","v":12}]
[null,"Período",null,null,"%",null,{"$f":"IF(TotalEventos=0,0,G52/TotalEventos)","v":0},null,null,null,{"$f":"IF(TotalEventos=0,0,K52/TotalEventos)","v":0},null,null,null,{"$f":"IF(TotalEventos=0,0,O52/TotalEventos)","v":0},null,null,null,{"$f":"IF(TotalEventos=0,0,S52/TotalEventos)","v":0},null,null,null,{"$f":"IF(TotalEventos=0,0,W52/TotalEventos)","v":0},null,null,null,{"$f":"IF(TotalEventos=0,0,AA52/TotalEventos)","v":0},null,null,null,{"$f":"IF(TotalEventos=0,0,AE52/TotalEventos)","v":0},null,null,null,{"$f":"IF(TotalEventos=0,0,AI52/TotalEventos)","v":0},null,null,null,{"$f":"IF(TotalEventos=0,0,AM52/TotalEventos)","v":0},null,null,null,{"$f":"IF(TotalEventos=0,0,AQ52/TotalEventos)","v":0},null,null,null,{"$f":"IF(TotalEventos=0,0,AU52/TotalEventos)","v":0},null,null,null,{"$f":"IF(TotalEventos=0,0,AY52/TotalEventos)","v":0}]
[null,null,null,null,"R$",null,{"$f":"SUMIF(Import.PLE,G50,ValoresPorEvento)","v":0},null,null,null,{"$f":"SUMIF(Import.PLE,K50,ValoresPorEvento)","v":0},null,null,null,{"$f":"SUMIF(Import.PLE,O50,ValoresPorEvento)","v":0},null,null,null,{"$f":"SUMIF(Import.PLE,S50,ValoresPorEvento)","v":0},null,null,null,{"$f":"SUMIF(Import.PLE,W50,ValoresPorEvento)","v":0},null,null,null,{"$f":"SUMIF(Import.PLE,AA50,ValoresPorEvento)","v":0},null,null,null,{"$f":"SUMIF(Import.PLE,AE50,ValoresPorEvento)","v":0},null,null,null,{"$f":"SUMIF(Import.PLE,AI50,ValoresPorEvento)","v":0},null,null,null,{"$f":"SUMIF(Import.PLE,AM50,ValoresPorEvento)","v":0},null,null,null,{"$f":"SUMIF(Import.PLE,AQ50,ValoresPorEvento)","v":0},null,null,null,{"$f":"SUMIF(Import.PLE,AU50,ValoresPorEvento)","v":0},null,null,null,{"$f":"SUMIF(Import.PLE,AY50,ValoresPorEvento)","v":0}]
[null,"Acumulado",null,null,"%",null,{"$f":"IF(TotalEventos=0,0,G54/TotalEventos)","v":0},null,null,null,{"$f":"IF(TotalEventos=0,0,K54/TotalEventos)","v":0},null,null,null,{"$f":"IF(TotalEventos=0,0,O54/TotalEventos)","v":0},null,null,null,{"$f":"IF(TotalEventos=0,0,S54/TotalEventos)","v":0},null,null,null,{"$f":"IF(TotalEventos=0,0,W54/TotalEventos)","v":0},null,null,null,{"$f":"IF(TotalEventos=0,0,AA54/TotalEventos)","v":0},null,null,null,{"$f":"IF(TotalEventos=0,0,AE54/TotalEventos)","v":0},null,null,null,{"$f":"IF(TotalEventos=0,0,AI54/TotalEventos)","v":0},null,null,null,{"$f":"IF(TotalEventos=0,0,AM54/TotalEventos)","v":0},null,null,null,{"$f":"IF(TotalEventos=0,0,AQ54/TotalEventos)","v":0},null,null,null,{"$f":"IF(TotalEventos=0,0,AU54/TotalEventos)","v":0},null,null,null,{"$f":"IF(TotalEventos=0,0,AY54/TotalEventos)","v":0}]
[null,null,null,null,"R$",null,{"$f":"SUMIF(Import.PLE,\"<=\"&G50,ValoresPorEvento)","v":0},null,null,null,{"$f":"K52+G54","v":0},null,null,null,{"$f":"O52+K54","v":0},null,null,null,{"$f":"S52+O54","v":0},null,null,null,{"$f":"W52+S54","v":0},null,null,null,{"$f":"AA52+W54","v":0},null,null,null,{"$f":"AE52+AA54","v":0},null,null,null,{"$f":"AI52+AE54","v":0},null,null,null,{"$f":"AM52+AI54","v":0},null,null,null,{"$f":"AQ52+AM54","v":0},null,null,null,{"$f":"AU52+AQ54","v":0},null,null,null,{"$f":"AY52+AU54","v":0}]
[]
[]
[null,{"$f":"Import.Município&\", \"&TEXT(hoje,\"dd\")&\" de \"&TEXT(hoje,\"mmmm\")&\" de \"&TEXT(hoje,\"aaaa\")","v":"CATANDUVAS/SC, 22 de fevereiro de 2019"}]
[null,"Local e Data",null,null,null,null,null,null,null,null,null,null,null,null,null,null,null,null,null,null,null,null,null,null,null,null,null,null,null,null,null,null,null,null,null,null,null,null,null,null,null,null,null,"Resp. Tec. Fiscal.:",{"$f":"respFiscal","v":0}]
[null,null,null,null,null,null,null,null,null,null,null,null,null,null,null,null,null,null,null,null,null,null,null,null,null,null,null,null,null,null,null,null,null,null,null,null,null,null,null,null,null,null,null,"CREA / CAU:",{"$f":"creaFiscal","v":0}]
[null,null,null,null,null,null,null,null,null,null,null,null,null,null,null,null,null,null,null,null,null,null,null,null,null,null,null,null,null,null,null,null,null,null,null,null,null,null,null,null,null,null,null,"ART:",{"$f":"artFiscal","v":0}]

{"sheet":"Resumo_de_Acompanhamento","index":5,"n_rows":45,"n_cols":16,"rows_kept":45,"cut":false,"hidden":false,"merged":[[42,11,42,15],[43,11,43,15],[44,11,44,15],[10,1,11,1],[10,3,11,3],[10,2,11,2],[10,4,10,5],[10,8,11,8],[10,6,10,7],[42,1,42,5],[41,1,41,5],[1,4,1,9],[10,9,11,9],[10,15,11,15],[10,11,11,11],[10,12,11,12],[10,10,11,10],[10,14,11,14]]}
[null,{"$f":"OFFSET(B1,-1,0)+1","v":{"$error":"#REF!"}},{"$f":"IF(OR(D1=\"\",D1<dataInicioObra),\"\",COUNTIF(CronoPrev!$C$14:$C$25,\"<\"&(D1-7))+1)","v":""},{"$f":"OFFSET(PLE!$G$49,TRUNC((ROW($B1)-ROW($B$14))/12,0)*8,MOD(ROW($B1)-ROW($B$14),12)*4)","v":"00:00:00"},{"$f":"OFFSET(PLE!$G$52,TRUNC((ROW($B1)-ROW($B$14))/12,0)*8,MOD(ROW(B1)-ROW($B$14),12)*4)","v":0},{"$f":"E1+OFFSET(F1,-1,0)","v":{"$error":"#REF!"}},{"$f":"OFFSET(PLE!$G$51,TRUNC((ROW($B1)-ROW($B$14))/12,0)*8,MOD(ROW(B1)-ROW($B$14),12)*4)","v":0},{"$f":"G1+OFFSET(H1,-1,0)","v":{"$error":"#REF!"}},{"$f":"IF(C1=\"\",\"\",IF(C1>Cronograma.NumPeríodos,1,VLOOKUP(C1,CronoPrev!$B$14:$G$25,6,FALSE)))","v":""},{"$f":"D1-dataInicioObra","v":-43497},{"$f":"INDEX(OFFSET(CronoPrev,0,3,,1),COUNTIF(OFFSET(CronoPrev,0,5,,1),\"<\"&H1))+ROUND((H1-IF(\"\"=(INDEX(OFFSET(CronoPrev,0,5,,1),COUNTIF(OFFSET(CronoPrev,0,5,,1),\"<\"&H1))),0,INDEX(OFFSET(CronoPrev,0,5,,1),COUNTIF(OFFSET(CronoPrev,0,5,,1),\"<\"&H1))))/INDEX(OFFSET(CronoPrev,0,4,,1),COUNTIF(OFFSET(CronoPrev,0,5,,1),\"<\"&H1)+1)*INDEX(OFFSET(CronoPrev,0,2,,1),COUNTIF(OFFSET(CronoPrev,0,5,,1),\"<\"&H1)+1),0)","v":{"$error":"#VALUE!"}},{"$f":"IF(C1=\"\",\"\",K1-J1)","v":""},{"$f":"IF(C1=\"\",\"\",L1/SUM(OFFSET(CronoPrev!$D$14,0,0,Cronograma.NumPeríodos)))","v":""}]
[null,null,null,null,"     PLE - Planilha de Levantamento de Eventos\n     Resumo de Acompanhamento",null,null,null,null,null,null,null,null,null,null,"Grau de Sigilo\n#PUBLICO"]
[]
[]
[]
[]
[]
[]
[]
[null,"ACOMPANHAMENTO",null,null,null,null,null,null,null,null,null,null,{"$f":"\"Valor de Investimento: R$ \"&TEXT(TotalEventos,\"#.###,00\")","v":"Valor de Investimento: R$ 483.284,68"},null,"METAS"]
[null,"N.º da Medição","N.º do Período","Data da medição","Valores Medidos (R$)",null,"% Global",null,"% Global Previsto","Prazo Decorrido (dias)","Equivalente dias-obra","Dias\nAtraso (-)\nAdiant. (+)","% Atraso\n/ Adiant.",null,"#\nMeta","Valores Medidos Acum. (R$)"]
[null,null,null,null,"No Período","Acumulado","No Período","Acumulado"]
[null,null,null,"-"]
[null,{"$f":"OFFSET(B14,-1,0)+1","v":1},{"$f":"IF(OR(D14=\"\",D14<dataInicioObra),\"\",COUNTIF(CronoPrev!$C$14:$C$25,\"<\"&(D14-7))+1)","v":""},{"$f":"OFFSET(PLE!$G$49,TRUNC((ROW($B14)-ROW($B$14))/12,0)*8,MOD(ROW($B14)-ROW($B$14),12)*4)","v":"00:00:00"},{"$f":"OFFSET(PLE!$G$52,TRUNC((ROW($B14)-ROW($B$14))/12,0)*8,MOD(ROW(B14)-ROW($B$14),12)*4)","v":0},{"$f":"E14+OFFSET(F14,-1,0)","v":0},{"$f":"OFFSET(PLE!$G$51,TRUNC((ROW($B14)-ROW($B$14))/12,0)*8,MOD(ROW(B14)-ROW($B$14),12)*4)","v":0},{"$f":"G14+OFFSET(H14,-1,0)","v":0},{"$f":"IF(C14=\"\",\"\",IF(C14>Cronograma.NumPeríodos,1,VLOOKUP(C14,CronoPrev!$B$14:$G$25,6,FALSE)))","v":""},{"$f":"D14-dataInicioObra","v":-43497},{"$f":"INDEX(OFFSET(CronoPrev,0,3,,1),COUNTIF(OFFSET(CronoPrev,0,5,,1),\"<\"&H14))+ROUND((H14-IF(\"\"=(INDEX(OFFSET(CronoPrev,0,5,,1),COUNTIF(OFFSET(CronoPrev,0,5,,1),\"<\"&H14))),0,INDEX(OFFSET(CronoPrev,0,5,,1),COUNTIF(OFFSET(CronoPrev,0,5,,1),\"<\"&H14))))/INDEX(OFFSET(CronoPrev,0,4,,1),COUNTIF(OFFSET(CronoPrev,0,5,,1),\"<\"&H14)+1)*INDEX(OFFSET(CronoPrev,0,2,,1),COUNTIF(OFFSET(CronoPrev,0,5,,1),\"<\"&H14)+1),0)","v":0},{"$f":"IF(C14=\"\",\"\",K14-J14)","v":""},{"$f":"IF(C14=\"\",\"\",L14/SUM(OFFSET(CronoPrev!$D$14,0,0,Cronograma.NumPeríodos)))","v":""},null,1,{"$f":"SUMIF(OFFSET(Eventograma_e_Quantitativos!$DK$17,1,0):OFFSET(Eventograma_e_Quantitativos!$DK$57,-1,0),Resumo_de_Acompanhamento!$O14,OFFSET(Eventograma_e_Quantitativos!$DL$17,1,0):OFFSET(Eventograma_e_Quantitativos!$DL$57,-1,0))","v":0}]
[null,{"$f":"OFFSET(B15,-1,0)+1","v":2},{"$f":"IF(OR(D15=\"\",D15<dataInicioObra),\"\",COUNTIF(CronoPrev!$C$14:$C$25,\"<\"&(D15-7))+1)","v":""},{"$f":"OFFSET(PLE!$G$49,TRUNC((ROW($B15)-ROW($B$14))/12,0)*8,MOD(ROW($B15)-ROW($B$14),12)*4)","v":"00:00:00"},{"$f":"OFFSET(PLE!$G$52,TRUNC((ROW($B15)-ROW($B$14))/12,0)*8,MOD(ROW(B15)-ROW($B$14),12)*4)","v":0},{"$f":"E15+OFFSET(F15,-1,0)","v":0},{"$f":"OFFSET(PLE!$G$51,TRUNC((ROW($B15)-ROW($B$14))/12,0)*8,MOD(ROW(B15)-ROW($B$14),12)*4)","v":0},{"$f":"G15+OFFSET(H15,-1,0)","v":0},{"$f":"IF(C15=\"\",\"\",IF(C15>Cronograma.NumPeríodos,1,VLOOKUP(C15,CronoPrev!$B$14:$G$25,6,FALSE)))","v":""},-43497,{"$f":"INDEX(OFFSET(CronoPrev,0,3,,1),COUNTIF(OFFSET(CronoPrev,0,5,,1),\"<\"&H15))+ROUND((H15-IF(\"\"=(INDEX(OFFSET(CronoPrev,0,5,,1),COUNTIF(OFFSET(CronoPrev,0,5,,1),\"<\"&H15))),0,INDEX(OFFSET(CronoPrev,0,5,,1),COUNTIF(OFFSET(CronoPrev,0,5,,1),\"<\"&H15))))/INDEX(OFFSET(CronoPrev,0,4,,1),COUNTIF(OFFSET(CronoPrev,0,5,,1),\"<\"&H15)+1)*INDEX(OFFSET(CronoPrev,0,2,,1),COUNTIF(OFFSET(CronoPrev,0,5,,1),\"<\"&H15)+1),0)","v":9},{"$f":"IF(C15=\"\",\"\",K15-J15)","v":""},{"$f":"IF(C15=\"\",\"\",L15/SUM(OFFSET(CronoPrev!$D$14,0,0,Cronograma.NumPeríodos)))","v":""},null,2,{"$f":"SUMIF(OFFSET(Eventograma_e_Quantitativos!$DK$17,1,0):OFFSET(Eventograma_e_Quantitativos!$DK$57,-1,0),Resumo_de_Acompanhamento!$O15,OFFSET(Eventograma_e_Quantitativos!$DL$17,1,0):OFFSET(Eventograma_e_Quantitativos!$DL$57,-1,0))","v":0}]
[null,3,{"$f":"IF(OR(D16=\"\",D16<dataInicioObra),\"\",COUNTIF(CronoPrev!$C$14:$C$25,\"<\"&(D16-7))+1)","v":""},{"$f":"OFFSET(PLE!$G$49,TRUNC((ROW($B16)-ROW($B$14))/12,0)*8,MOD(ROW($B16)-ROW($B$14),12)*4)","v":"00:00:00"},{"$f":"OFFSET(PLE!$G$52,TRUNC((ROW($B16)-ROW($B$14))/12,0)*8,MOD(ROW(B16)-ROW($B$14),12)*4)","v":0},0,{"$f":"OFFSET(PLE!$G$51,TRUNC((ROW($B16)-ROW($B$14))/12,0)*8,MOD(ROW(B16)-ROW($B$14),12)*4)","v":0},0,{"$f":"IF(C16=\"\",\"\",IF(C16>Cronograma.NumPeríodos,1,VLOOKUP(C16,CronoPrev!$B$14:$G$25,6,FALSE)))","v":""},-43497,15,"",{"$f":"IF(C16=\"\",\"\",L16/SUM(OFFSET(CronoPrev!$D$14,0,0,Cronograma.NumPeríodos)))","v":""},null,3,{"$f":"SUMIF(OFFSET(Eventograma_e_Quantitativos!$DK$17,1,0):OFFSET(Eventograma_e_Quantitativos!$DK$57,-1,0),Resumo_de_Acompanhamento!$O16,OFFSET(Eventograma_e_Quantitativos!$DL$17,1,0):OFFSET(Eventograma_e_Quantitativos!$DL$57,-1,0))","v":0}]
[null,4,{"$f":"IF(OR(D17=\"\",D17<dataInicioObra),\"\",COUNTIF(CronoPrev!$C$14:$C$25,\"<\"&(D17-7))+1)","v":""},{"$f":"OFFSET(PLE!$G$49,TRUNC((ROW($B17)-ROW($B$14))/12,0)*8,MOD(ROW($B17)-ROW($B$14),12)*4)","v":"00:00:00"},{"$f":"OFFSET(PLE!$G$52,TRUNC((ROW($B17)-ROW($B$14))/12,0)*8,MOD(ROW(B17)-ROW($B$14),12)*4)","v":0},0,{"$f":"OFFSET(PLE!$G$51,TRUNC((ROW($B17)-ROW($B$14))/12,0)*8,MOD(ROW(B17)-ROW($B$14),12)*4)","v":0},0,{"$f":"IF(C17=\"\",\"\",IF(C17>Cronograma.NumPeríodos,1,VLOOKUP(C17,CronoPrev!$B$14:$G$25,6,FALSE)))","v":""},-43497,13,"",{"$f":"IF(C17=\"\",\"\",L17/SUM(OFFSET(CronoPrev!$D$14,0,0,Cronograma.NumPeríodos)))","v":""},null,4,{"$f":"SUMIF(OFFSET(Eventograma_e_Quantitativos!$DK$17,1,0):OFFSET(Eventograma_e_Quantitativos!$DK$57,-1,0),Resumo_de_Acompanhamento!$O17,OFFSET(Eventograma_e_Quantitativos!$DL$17,1,0):OFFSET(Eventograma_e_Quantitativos!$DL$57,-1,0))","v":0}]
[null,5,{"$f":"IF(OR(D18=\"\",D18<dataInicioObra),\"\",COUNTIF(CronoPrev!$C$14:$C$25,\"<\"&(D18-7))+1)","v":""},{"$f":"OFFSET(PLE!$G$49,TRUNC((ROW($B18)-ROW($B$14))/12,0)*8,MOD(ROW($B18)-ROW($B$14),12)*4)","v":"00:00:00"},{"$f":"OFFSET(PLE!$G$52,TRUNC((ROW($B18)-ROW($B$14))/12,0)*8,MOD(ROW(B18)-ROW($B$14),12)*4)","v":0},0,{"$f":"OFFSET(PLE!$G$51,TRUNC((ROW($B18)-ROW($B$14))/12,0)*8,MOD(ROW(B18)-ROW($B$14),12)*4)","v":0},0,{"$f":"IF(C18=\"\",\"\",IF(C18>Cronograma.NumPeríodos,1,VLOOKUP(C18,CronoPrev!$B$14:$G$25,6,FALSE)))","v":""},-43497,-10,"",{"$f":"IF(C18=\"\",\"\",L18/SUM(OFFSET(CronoPrev!$D$14,0,0,Cronograma.NumPeríodos)))","v":""},null,5,{"$f":"SUMIF(OFFSET(Eventograma_e_Quantitativos!$DK$17,1,0):OFFSET(Eventograma_e_Quantitativos!$DK$57,-1,0),Resumo_de_Acompanhamento!$O18,OFFSET(Eventograma_e_Quantitativos!$DL$17,1,0):OFFSET(Eventograma_e_Quantitativos!$DL$57,-1,0))","v":0}]
[null,6,{"$f":"IF(OR(D19=\"\",D19<dataInicioObra),\"\",COUNTIF(CronoPrev!$C$14:$C$25,\"<\"&(D19-7))+1)","v":""},{"$f":"OFFSET(PLE!$G$49,TRUNC((ROW($B19)-ROW($B$14))/12,0)*8,MOD(ROW($B19)-ROW($B$14),12)*4)","v":"00:00:00"},{"$f":"OFFSET(PLE!$G$52,TRUNC((ROW($B19)-ROW($B$14))/12,0)*8,MOD(ROW(B19)-ROW($B$14),12)*4)","v":0},0,{"$f":"OFFSET(PLE!$G$51,TRUNC((ROW($B19)-ROW($B$14))/12,0)*8,MOD(ROW(B19)-ROW($B$14),12)*4)","v":0},0,{"$f":"IF(C19=\"\",\"\",IF(C19>Cronograma.NumPeríodos,1,VLOOKUP(C19,CronoPrev!$B$14:$G$25,6,FALSE)))","v":""},-43497,-12,"",{"$f":"IF(C19=\"\",\"\",L19/SUM(OFFSET(CronoPrev!$D$14,0,0,Cronograma.NumPeríodos)))","v":""},null,6,{"$f":"SUMIF(OFFSET(Eventograma_e_Quantitativos!$DK$17,1,0):OFFSET(Eventograma_e_Quantitativos!$DK$57,-1,0),Resumo_de_Acompanhamento!$O19,OFFSET(Eventograma_e_Quantitativos!$DL$17,1,0):OFFSET(Eventograma_e_Quantitativos!$DL$57,-1,0))","v":0}]
[null,7,{"$f":"IF(OR(D20=\"\",D20<dataInicioObra),\"\",COUNTIF(CronoPrev!$C$14:$C$25,\"<\"&(D20-7))+1)","v":""},{"$f":"OFFSET(PLE!$G$49,TRUNC((ROW($B20)-ROW($B$14))/12,0)*8,MOD(ROW($B20)-ROW($B$14),12)*4)","v":"00:00:00"},{"$f":"OFFSET(PLE!$G$52,TRUNC((ROW($B20)-ROW($B$14))/12,0)*8,MOD(ROW(B20)-ROW($B$14),12)*4)","v":0},0,{"$f":"OFFSET(PLE!$G$51,TRUNC((ROW($B20)-ROW($B$14))/12,0)*8,MOD(ROW(B20)-ROW($B$14),12)*4)","v":0},0,{"$f":"IF(C20=\"\",\"\",IF(C20>Cronograma.NumPeríodos,1,VLOOKUP(C20,CronoPrev!$B$14:$G$25,6,FALSE)))","v":""},-43497,19,"",{"$f":"IF(C20=\"\",\"\",L20/SUM(OFFSET(CronoPrev!$D$14,0,0,Cronograma.NumPeríodos)))","v":""},null,7,{"$f":"SUMIF(OFFSET(Eventograma_e_Quantitativos!$DK$17,1,0):OFFSET(Eventograma_e_Quantitativos!$DK$57,-1,0),Resumo_de_Acompanhamento!$O20,OFFSET(Eventograma_e_Quantitativos!$DL$17,1,0):OFFSET(Eventograma_e_Quantitativos!$DL$57,-1,0))","v":0}]
[null,8,{"$f":"IF(OR(D21=\"\",D21<dataInicioObra),\"\",COUNTIF(CronoPrev!$C$14:$C$25,\"<\"&(D21-7))+1)","v":""},{"$f":"OFFSET(PLE!$G$49,TRUNC((ROW($B21)-ROW($B$14))/12,0)*8,MOD(ROW($B21)-ROW($B$14),12)*4)","v":"00:00:00"},{"$f":"OFFSET(PLE!$G$52,TRUNC((ROW($B21)-ROW($B$14))/12,0)*8,MOD(ROW(B21)-ROW($B$14),12)*4)","v":0},0,{"$f":"OFFSET(PLE!$G$51,TRUNC((ROW($B21)-ROW($B$14))/12,0)*8,MOD(ROW(B21)-ROW($B$14),12)*4)","v":0},0,{"$f":"IF(C21=\"\",\"\",IF(C21>Cronograma.NumPeríodos,1,VLOOKUP(C21,CronoPrev!$B$14:$G$25,6,FALSE)))","v":""},-43497,49,"",{"$f":"IF(C21=\"\",\"\",L21/SUM(OFFSET(CronoPrev!$D$14,0,0,Cronograma.NumPeríodos)))","v":""},null,8,{"$f":"SUMIF(OFFSET(Eventograma_e_Quantitativos!$DK$17,1,0):OFFSET(Eventograma_e_Quantitativos!$DK$57,-1,0),Resumo_de_Acompanhamento!$O21,OFFSET(Eventograma_e_Quantitativos!$DL$17,1,0):OFFSET(Eventograma_e_Quantitativos!$DL$57,-1,0))","v":0}]
[null,9,{"$f":"IF(OR(D22=\"\",D22<dataInicioObra),\"\",COUNTIF(CronoPrev!$C$14:$C$25,\"<\"&(D22-7))+1)","v":""},{"$f":"OFFSET(PLE!$G$49,TRUNC((ROW($B22)-ROW($B$14))/12,0)*8,MOD(ROW($B22)-ROW($B$14),12)*4)","v":"00:00:00"},{"$f":"OFFSET(PLE!$G$52,TRUNC((ROW($B22)-ROW($B$14))/12,0)*8,MOD(ROW(B22)-ROW($B$14),12)*4)","v":0},0,{"$f":"OFFSET(PLE!$G$51,TRUNC((ROW($B22)-ROW($B$14))/12,0)*8,MOD(ROW(B22)-ROW($B$14),12)*4)","v":0},0,{"$f":"IF(C22=\"\",\"\",IF(C22>Cronograma.NumPeríodos,1,VLOOKUP(C22,CronoPrev!$B$14:$G$25,6,FALSE)))","v":""},-43497,80,"",{"$f":"IF(C22=\"\",\"\",L22/SUM(OFFSET(CronoPrev!$D$14,0,0,Cronograma.NumPeríodos)))","v":""},null,9,{"$f":"SUMIF(OFFSET(Eventograma_e_Quantitativos!$DK$17,1,0):OFFSET(Eventograma_e_Quantitativos!$DK$57,-1,0),Resumo_de_Acompanhamento!$O22,OFFSET(Eventograma_e_Quantitativos!$DL$17,1,0):OFFSET(Eventograma_e_Quantitativos!$DL$57,-1,0))","v":0}]
[null,10,{"$f":"IF(OR(D23=\"\",D23<dataInicioObra),\"\",COUNTIF(CronoPrev!$C$14:$C$25,\"<\"&(D23-7))+1)","v":""},{"$f":"OFFSET(PLE!$G$49,TRUNC((ROW($B23)-ROW($B$14))/12,0)*8,MOD(ROW($B23)-ROW($B$14),12)*4)","v":"00:00:00"},{"$f":"OFFSET(PLE!$G$52,TRUNC((ROW($B23)-ROW($B$14))/12,0)*8,MOD(ROW(B23)-ROW($B$14),12)*4)","v":0},0,{"$f":"OFFSET(PLE!$G$51,TRUNC((ROW($B23)-ROW($B$14))/12,0)*8,MOD(ROW(B23)-ROW($B$14),12)*4)","v":0},0,{"$f":"IF(C23=\"\",\"\",IF(C23>Cronograma.NumPeríodos,1,VLOOKUP(C23,CronoPrev!$B$14:$G$25,6,FALSE)))","v":""},-43497,110,"",{"$f":"IF(C23=\"\",\"\",L23/SUM(OFFSET(CronoPrev!$D$14,0,0,Cronograma.NumPeríodos)))","v":""},null,10,{"$f":"SUMIF(OFFSET(Eventograma_e_Quantitativos!$DK$17,1,0):OFFSET(Eventograma_e_Quantitativos!$DK$57,-1,0),Resumo_de_Acompanhamento!$O23,OFFSET(Eventograma_e_Quantitativos!$DL$17,1,0):OFFSET(Eventograma_e_Quantitativos!$DL$57,-1,0))","v":0}]
[null,11,{"$f":"IF(OR(D24=\"\",D24<dataInicioObra),\"\",COUNTIF(CronoPrev!$C$14:$C$25,\"<\"&(D24-7))+1)","v":""},{"$f":"OFFSET(PLE!$G$49,TRUNC((ROW($B24)-ROW($B$14))/12,0)*8,MOD(ROW($B24)-ROW($B$14),12)*4)","v":"00:00:00"},{"$f":"OFFSET(PLE!$G$52,TRUNC((ROW($B24)-ROW($B$14))/12,0)*8,MOD(ROW(B24)-ROW($B$14),12)*4)","v":0},0,{"$f":"OFFSET(PLE!$G$51,TRUNC((ROW($B24)-ROW($B$14))/12,0)*8,MOD(ROW(B24)-ROW($B$14),12)*4)","v":0},0,{"$f":"IF(C24=\"\",\"\",IF(C24>Cronograma.NumPeríodos,1,VLOOKUP(C24,CronoPrev!$B$14:$G$25,6,FALSE)))","v":""},-43497,141,"",{"$f":"IF(C24=\"\",\"\",L24/SUM(OFFSET(CronoPrev!$D$14,0,0,Cronograma.NumPeríodos)))","v":""},null,11,{"$f":"SUMIF(OFFSET(Eventograma_e_Quantitativos!$DK$17,1,0):OFFSET(Eventograma_e_Quantitativos!$DK$57,-1,0),Resumo_de_Acompanhamento!$O24,OFFSET(Eventograma_e_Quantitativos!$DL$17,1,0):OFFSET(Eventograma_e_Quantitativos!$DL$57,-1,0))","v":0}]
[null,12,{"$f":"IF(OR(D25=\"\",D25<dataInicioObra),\"\",COUNTIF(CronoPrev!$C$14:$C$25,\"<\"&(D25-7))+1)","v":""},{"$f":"OFFSET(PLE!$G$49,TRUNC((ROW($B25)-ROW($B$14))/12,0)*8,MOD(ROW($B25)-ROW($B$14),12)*4)","v":"00:00:00"},{"$f":"OFFSET(PLE!$G$52,TRUNC((ROW($B25)-ROW($B$14))/12,0)*8,MOD(ROW(B25)-ROW($B$14),12)*4)","v":0},0,{"$f":"OFFSET(PLE!$G$51,TRUNC((ROW($B25)-ROW($B$14))/12,0)*8,MOD(ROW(B25)-ROW($B$14),12)*4)","v":0},0,{"$f":"IF(C25=\"\",\"\",IF(C25>Cronograma.NumPeríodos,1,VLOOKUP(C25,CronoPrev!$B$14:$G$25,6,FALSE)))","v":""},-43497,172,"",{"$f":"IF(C25=\"\",\"\",L25/SUM(OFFSET(CronoPrev!$D$14,0,0,Cronograma.NumPeríodos)))","v":""},null,12,{"$f":"SUMIF(OFFSET(Eventograma_e_Quantitativos!$DK$17,1,0):OFFSET(Eventograma_e_Quantitativos!$DK$57,-1,0),Resumo_de_Acompanhamento!$O25,OFFSET(Eventograma_e_Quantitativos!$DL$17,1,0):OFFSET(Eventograma_e_Quantitativos!$DL$57,-1,0))","v":0}]
[null,13,{"$f":"IF(OR(D26=\"\",D26<dataInicioObra),\"\",COUNTIF(CronoPrev!$C$14:$C$25,\"<\"&(D26-7))+1)","v":""},{"$f":"OFFSET(PLE!$G$49,TRUNC((ROW($B26)-ROW($B$14))/12,0)*8,MOD(ROW($B26)-ROW($B$14),12)*4)","v":"00:00:00"},{"$f":"OFFSET(PLE!$G$52,TRUNC((ROW($B26)-ROW($B$14))/12,0)*8,MOD(ROW(B26)-ROW($B$14),12)*4)","v":0},0,{"$f":"OFFSET(PLE!$G$51,TRUNC((ROW($B26)-ROW($B$14))/12,0)*8,MOD(ROW(B26)-ROW($B$14),12)*4)","v":0},0,{"$f":"IF(C26=\"\",\"\",IF(C26>Cronograma.NumPeríodos,1,VLOOKUP(C26,CronoPrev!$B$14:$G$25,6,FALSE)))","v":""},-43497,{"$error":"#VALUE!"},"",{"$f":"IF(C26=\"\",\"\",L26/SUM(OFFSET(CronoPrev!$D$14,0,0,Cronograma.NumPeríodos)))","v":""},null,13,{"$f":"SUMIF(OFFSET(Eventograma_e_Quantitativos!$DK$17,1,0):OFFSET(Eventograma_e_Quantitativos!$DK$57,-1,0),Resumo_de_Acompanhamento!$O26,OFFSET(Eventograma_e_Quantitativos!$DL$17,1,0):OFFSET(Eventograma_e_Quantitativos!$DL$57,-1,0))","v":0}]
[null,14,{"$f":"IF(OR(D27=\"\",D27<dataInicioObra),\"\",COUNTIF(CronoPrev!$C$14:$C$25,\"<\"&(D27-7))+1)","v":""},{"$f":"OFFSET(PLE!$G$49,TRUNC((ROW($B27)-ROW($B$14))/12,0)*8,MOD(ROW($B27)-ROW($B$14),12)*4)","v":"00:00:00"},{"$f":"OFFSET(PLE!$G$52,TRUNC((ROW($B27)-ROW($B$14))/12,0)*8,MOD(ROW(B27)-ROW($B$14),12)*4)","v":0},0,{"$f":"OFFSET(PLE!$G$51,TRUNC((ROW($B27)-ROW($B$14))/12,0)*8,MOD(ROW(B27)-ROW($B$14),12)*4)","v":0},0,{"$f":"IF(C27=\"\",\"\",IF(C27>Cronograma.NumPeríodos,1,VLOOKUP(C27,CronoPrev!$B$14:$G$25,6,FALSE)))","v":""},-43497,{"$error":"#VALUE!"},"",{"$f":"IF(C27=\"\",\"\",L27/SUM(OFFSET(CronoPrev!$D$14,0,0,Cronograma.NumPeríodos)))","v":""},null,14,{"$f":"SUMIF(OFFSET(Eventograma_e_Quantitativos!$DK$17,1,0):OFFSET(Eventograma_e_Quantitativos!$DK$57,-1,0),Resumo_de_Acompanhamento!$O27,OFFSET(Eventograma_e_Quantitativos!$DL$17,1,0):OFFSET(Eventograma_e_Quantitativos!$DL$57,-1,0))","v":0}]
[null,15,{"$f":"IF(OR(D28=\"\",D28<dataInicioObra),\"\",COUNTIF(CronoPrev!$C$14:$C$25,\"<\"&(D28-7))+1)","v":""},{"$f":"OFFSET(PLE!$G$49,TRUNC((ROW($B28)-ROW($B$14))/12,0)*8,MOD(ROW($B28)-ROW($B$14),12)*4)","v":"00:00:00"},{"$f":"OFFSET(PLE!$G$52,TRUNC((ROW($B28)-ROW($B$14))/12,0)*8,MOD(ROW(B28)-ROW($B$14),12)*4)","v":0},0,{"$f":"OFFSET(PLE!$G$51,TRUNC((ROW($B28)-ROW($B$14))/12,0)*8,MOD(ROW(B28)-ROW($B$14),12)*4)","v":0},0,{"$f":"IF(C28=\"\",\"\",IF(C28>Cronograma.NumPeríodos,1,VLOOKUP(C28,CronoPrev!$B$14:$G$25,6,FALSE)))","v":""},-43497,{"$error":"#VALUE!"},"",{"$f":"IF(C28=\"\",\"\",L28/SUM(OFFSET(CronoPrev!$D$14,0,0,Cronograma.NumPeríodos)))","v":""},null,15,{"$f":"SUMIF(OFFSET(Eventograma_e_Quantitativos!$DK$17,1,0):OFFSET(Eventograma_e_Quantitativos!$DK$57,-1,0),Resumo_de_Acompanhamento!$O28,OFFSET(Eventograma_e_Quantitativos!$DL$17,1,0):OFFSET(Eventograma_e_Quantitativos!$DL$57,-1,0))","v":0}]
[null,16,{"$f":"IF(OR(D29=\"\",D29<dataInicioObra),\"\",COUNTIF(CronoPrev!$C$14:$C$25,\"<\"&(D29-7))+1)","v":""},{"$f":"OFFSET(PLE!$G$49,TRUNC((ROW($B29)-ROW($B$14))/12,0)*8,MOD(ROW($B29)-ROW($B$14),12)*4)","v":"00:00:00"},{"$f":"OFFSET(PLE!$G$52,TRUNC((ROW($B29)-ROW($B$14))/12,0)*8,MOD(ROW(B29)-ROW($B$14),12)*4)","v":0},0,{"$f":"OFFSET(PLE!$G$51,TRUNC((ROW($B29)-ROW($B$14))/12,0)*8,MOD(ROW(B29)-ROW($B$14),12)*4)","v":0},0,{"$f":"IF(C29=\"\",\"\",IF(C29>Cronograma.NumPeríodos,1,VLOOKUP(C29,CronoPrev!$B$14:$G$25,6,FALSE)))","v":""},-43497,{"$error":"#VALUE!"},"",{"$f":"IF(C29=\"\",\"\",L29/SUM(OFFSET(CronoPrev!$D$14,0,0,Cronograma.NumPeríodos)))","v":""},null,16,{"$f":"SUMIF(OFFSET(Eventograma_e_Quantitativos!$DK$17,1,0):OFFSET(Eventograma_e_Quantitativos!$DK$57,-1,0),Resumo_de_Acompanhamento!$O29,OFFSET(Eventograma_e_Quantitativos!$DL$17,1,0):OFFSET(Eventograma_e_Quantitativos!$DL$57,-1,0))","v":0}]
[null,17,{"$f":"IF(OR(D30=\"\",D30<dataInicioObra),\"\",COUNTIF(CronoPrev!$C$14:$C$25,\"<\"&(D30-7))+1)","v":""},{"$f":"OFFSET(PLE!$G$49,TRUNC((ROW($B30)-ROW($B$14))/12,0)*8,MOD(ROW($B30)-ROW($B$14),12)*4)","v":"00:00:00"},{"$f":"OFFSET(PLE!$G$52,TRUNC((ROW($B30)-ROW($B$14))/12,0)*8,MOD(ROW(B30)-ROW($B$14),12)*4)","v":0},0,{"$f":"OFFSET(PLE!$G$51,TRUNC((ROW($B30)-ROW($B$14))/12,0)*8,MOD(ROW(B30)-ROW($B$14),12)*4)","v":0},0,{"$f":"IF(C30=\"\",\"\",IF(C30>Cronograma.NumPeríodos,1,VLOOKUP(C30,CronoPrev!$B$14:$G$25,6,FALSE)))","v":""},-43497,{"$error":"#VALUE!"},"",{"$f":"IF(C30=\"\",\"\",L30/SUM(OFFSET(CronoPrev!$D$14,0,0,Cronograma.NumPeríodos)))","v":""},null,17,{"$f":"SUMIF(OFFSET(Eventograma_e_Quantitativos!$DK$17,1,0):OFFSET(Eventograma_e_Quantitativos!$DK$57,-1,0),Resumo_de_Acompanhamento!$O30,OFFSET(Eventograma_e_Quantitativos!$DL$17,1,0):OFFSET(Eventograma_e_Quantitativos!$DL$57,-1,0))","v":0}]
[null,18,{"$f":"IF(OR(D31=\"\",D31<dataInicioObra),\"\",COUNTIF(CronoPrev!$C$14:$C$25,\"<\"&(D31-7))+1)","v":""},{"$f":"OFFSET(PLE!$G$49,TRUNC((ROW($B31)-ROW($B$14))/12,0)*8,MOD(ROW($B31)-ROW($B$14),12)*4)","v":"00:00:00"},{"$f":"OFFSET(PLE!$G$52,TRUNC((ROW($B31)-ROW($B$14))/12,0)*8,MOD(ROW(B31)-ROW($B$14),12)*4)","v":0},0,{"$f":"OFFSET(PLE!$G$51,TRUNC((ROW($B31)-ROW($B$14))/12,0)*8,MOD(ROW(B31)-ROW($B$14),12)*4)","v":0},0,{"$f":"IF(C31=\"\",\"\",IF(C31>Cronograma.NumPeríodos,1,VLOOKUP(C31,CronoPrev!$B$14:$G$25,6,FALSE)))","v":""},-43497,{"$error":"#VALUE!"},"",{"$f":"IF(C31=\"\",\"\",L31/SUM(OFFSET(CronoPrev!$D$14,0,0,Cronograma.NumPeríodos)))","v":""},null,18,{"$f":"SUMIF(OFFSET(Eventograma_e_Quantitativos!$DK$17,1,0):OFFSET(Eventograma_e_Quantitativos!$DK$57,-1,0),Resumo_de_Acompanhamento!$O31,OFFSET(Eventograma_e_Quantitativos!$DL$17,1,0):OFFSET(Eventograma_e_Quantitativos!$DL$57,-1,0))","v":0}]
[null,19,{"$f":"IF(OR(D32=\"\",D32<dataInicioObra),\"\",COUNTIF(CronoPrev!$C$14:$C$25,\"<\"&(D32-7))+1)","v":""},{"$f":"OFFSET(PLE!$G$49,TRUNC((ROW($B32)-ROW($B$14))/12,0)*8,MOD(ROW($B32)-ROW($B$14),12)*4)","v":"00:00:00"},{"$f":"OFFSET(PLE!$G$52,TRUNC((ROW($B32)-ROW($B$14))/12,0)*8,MOD(ROW(B32)-ROW($B$14),12)*4)","v":0},0,{"$f":"OFFSET(PLE!$G$51,TRUNC((ROW($B32)-ROW($B$14))/12,0)*8,MOD(ROW(B32)-ROW($B$14),12)*4)","v":0},0,{"$f":"IF(C32=\"\",\"\",IF(C32>Cronograma.NumPeríodos,1,VLOOKUP(C32,CronoPrev!$B$14:$G$25,6,FALSE)))","v":""},-43497,{"$error":"#VALUE!"},"",{"$f":"IF(C32=\"\",\"\",L32/SUM(OFFSET(CronoPrev!$D$14,0,0,Cronograma.NumPeríodos)))","v":""},null,19,{"$f":"SUMIF(OFFSET(Eventograma_e_Quantitativos!$DK$17,1,0):OFFSET(Eventograma_e_Quantitativos!$DK$57,-1,0),Resumo_de_Acompanhamento!$O32,OFFSET(Eventograma_e_Quantitativos!$DL$17,1,0):OFFSET(Eventograma_e_Quantitativos!$DL$57,-1,0))","v":0}]
[null,20,{"$f":"IF(OR(D33=\"\",D33<dataInicioObra),\"\",COUNTIF(CronoPrev!$C$14:$C$25,\"<\"&(D33-7))+1)","v":""},{"$f":"OFFSET(PLE!$G$49,TRUNC((ROW($B33)-ROW($B$14))/12,0)*8,MOD(ROW($B33)-ROW($B$14),12)*4)","v":"00:00:00"},{"$f":"OFFSET(PLE!$G$52,TRUNC((ROW($B33)-ROW($B$14))/12,0)*8,MOD(ROW(B33)-ROW($B$14),12)*4)","v":0},0,{"$f":"OFFSET(PLE!$G$51,TRUNC((ROW($B33)-ROW($B$14))/12,0)*8,MOD(ROW(B33)-ROW($B$14),12)*4)","v":0},0,{"$f":"IF(C33=\"\",\"\",IF(C33>Cronograma.NumPeríodos,1,VLOOKUP(C33,CronoPrev!$B$14:$G$25,6,FALSE)))","v":""},-43497,{"$error":"#VALUE!"},"",{"$f":"IF(C33=\"\",\"\",L33/SUM(OFFSET(CronoPrev!$D$14,0,0,Cronograma.NumPeríodos)))","v":""},null,20,{"$f":"SUMIF(OFFSET(Eventograma_e_Quantitativos!$DK$17,1,0):OFFSET(Eventograma_e_Quantitativos!$DK$57,-1,0),Resumo_de_Acompanhamento!$O33,OFFSET(Eventograma_e_Quantitativos!$DL$17,1,0):OFFSET(Eventograma_e_Quantitativos!$DL$57,-1,0))","v":0}]
[null,21,{"$f":"IF(OR(D34=\"\",D34<dataInicioObra),\"\",COUNTIF(CronoPrev!$C$14:$C$25,\"<\"&(D34-7))+1)","v":""},{"$f":"OFFSET(PLE!$G$49,TRUNC((ROW($B34)-ROW($B$14))/12,0)*8,MOD(ROW($B34)-ROW($B$14),12)*4)","v":"00:00:00"},{"$f":"OFFSET(PLE!$G$52,TRUNC((ROW($B34)-ROW($B$14))/12,0)*8,MOD(ROW(B34)-ROW($B$14),12)*4)","v":0},0,{"$f":"OFFSET(PLE!$G$51,TRUNC((ROW($B34)-ROW($B$14))/12,0)*8,MOD(ROW(B34)-ROW($B$14),12)*4)","v":0},0,{"$f":"IF(C34=\"\",\"\",IF(C34>Cronograma.NumPeríodos,1,VLOOKUP(C34,CronoPrev!$B$14:$G$25,6,FALSE)))","v":""},-43497,{"$error":"#VALUE!"},"",{"$f":"IF(C34=\"\",\"\",L34/SUM(OFFSET(CronoPrev!$D$14,0,0,Cronograma.NumPeríodos)))","v":""}]
[null,22,{"$f":"IF(OR(D35=\"\",D35<dataInicioObra),\"\",COUNTIF(CronoPrev!$C$14:$C$25,\"<\"&(D35-7))+1)","v":""},{"$f":"OFFSET(PLE!$G$49,TRUNC((ROW($B35)-ROW($B$14))/12,0)*8,MOD(ROW($B35)-ROW($B$14),12)*4)","v":"00:00:00"},{"$f":"OFFSET(PLE!$G$52,TRUNC((ROW($B35)-ROW($B$14))/12,0)*8,MOD(ROW(B35)-ROW($B$14),12)*4)","v":0},0,{"$f":"OFFSET(PLE!$G$51,TRUNC((ROW($B35)-ROW($B$14))/12,0)*8,MOD(ROW(B35)-ROW($B$14),12)*4)","v":0},0,{"$f":"IF(C35=\"\",\"\",IF(C35>Cronograma.NumPeríodos,1,VLOOKUP(C35,CronoPrev!$B$14:$G$25,6,FALSE)))","v":""},-43497,{"$error":"#VALUE!"},"",{"$f":"IF(C35=\"\",\"\",L35/SUM(OFFSET(CronoPrev!$D$14,0,0,Cronograma.NumPeríodos)))","v":""}]
[null,23,{"$f":"IF(OR(D36=\"\",D36<dataInicioObra),\"\",COUNTIF(CronoPrev!$C$14:$C$25,\"<\"&(D36-7))+1)","v":""},{"$f":"OFFSET(PLE!$G$49,TRUNC((ROW($B36)-ROW($B$14))/12,0)*8,MOD(ROW($B36)-ROW($B$14),12)*4)","v":"00:00:00"},{"$f":"OFFSET(PLE!$G$52,TRUNC((ROW($B36)-ROW($B$14))/12,0)*8,MOD(ROW(B36)-ROW($B$14),12)*4)","v":0},0,{"$f":"OFFSET(PLE!$G$51,TRUNC((ROW($B36)-ROW($B$14))/12,0)*8,MOD(ROW(B36)-ROW($B$14),12)*4)","v":0},0,{"$f":"IF(C36=\"\",\"\",IF(C36>Cronograma.NumPeríodos,1,VLOOKUP(C36,CronoPrev!$B$14:$G$25,6,FALSE)))","v":""},-43497,{"$error":"#VALUE!"},"",{"$f":"IF(C36=\"\",\"\",L36/SUM(OFFSET(CronoPrev!$D$14,0,0,Cronograma.NumPeríodos)))","v":""}]
[null,24,{"$f":"IF(OR(D37=\"\",D37<dataInicioObra),\"\",COUNTIF(CronoPrev!$C$14:$C$25,\"<\"&(D37-7))+1)","v":""},{"$f":"OFFSET(PLE!$G$49,TRUNC((ROW($B37)-ROW($B$14))/12,0)*8,MOD(ROW($B37)-ROW($B$14),12)*4)","v":"00:00:00"},{"$f":"OFFSET(PLE!$G$52,TRUNC((ROW($B37)-ROW($B$14))/12,0)*8,MOD(ROW(B37)-ROW($B$14),12)*4)","v":0},0,{"$f":"OFFSET(PLE!$G$51,TRUNC((ROW($B37)-ROW($B$14))/12,0)*8,MOD(ROW(B37)-ROW($B$14),12)*4)","v":0},0,{"$f":"IF(C37=\"\",\"\",IF(C37>Cronograma.NumPeríodos,1,VLOOKUP(C37,CronoPrev!$B$14:$G$25,6,FALSE)))","v":""},-43497,{"$error":"#VALUE!"},"",{"$f":"IF(C37=\"\",\"\",L37/SUM(OFFSET(CronoPrev!$D$14,0,0,Cronograma.NumPeríodos)))","v":""}]
[]
[null,"Total Medido Acumulado",null,null,null,{"$f":"OFFSET(F$13,mediçao,0)","v":0},null,{"$f":"OFFSET(H$13,mediçao,0)","v":0},null,null,"Dias Adiant. / Atraso:",{"$f":"OFFSET($L$13,mediçao,0)","v":""},{"$f":"OFFSET($M$13,mediçao,0)","v":""}]
[]
[]
[null,{"$f":"Import.Município&\", \"&TEXT(hoje,\"dd\")&\" de \"&TEXT(hoje,\"mmmm\")&\" de \"&TEXT(hoje,\"aaaa\")","v":"CATANDUVAS/SC, 22 de fevereiro de 2019"}]
[null,"Local e Data",null,null,null,null,null,null,null,null,"Resp. Tec. Fiscal.:",{"$f":"respFiscal","v":0}]
[null,null,"CREA / CAU:",null,null,null,null,null,null,null,"CREA / CAU:",{"$f":"creaFiscal","v":0}]
[null,null,"ART:",null,null,null,null,null,null,null,"ART:",{"$f":"artFiscal","v":0}]

{"sheet":"CronoPrev","index":6,"n_rows":25,"n_cols":7,"rows_kept":25,"cut":false,"hidden":true,"merged":[[10,1,11,1],[10,2,11,2],[10,5,10,6]]}
[]
[]
[]
[]
[]
[]
[]
[null,{"$f":"OFFSET(B8,-1,0)+1","v":1},{"$f":"IF(DAY(DATE(YEAR(dataInicioObra),MONTH(dataInicioObra)+B8,DAY(dataInicioObra)))=DAY(dataInicioObra),DATE(YEAR(dataInicioObra),MONTH(dataInicioObra)+B8,DAY(dataInicioObra)),DATE(YEAR(dataInicioObra),MONTH(dataInicioObra)+1+B8,1)-1)","v":"2019-03-01"},{"$f":"C8-OFFSET(C8,-1,0)","v":43525},{"$f":"D8+OFFSET(E8,-1,0)","v":43525},{"$f":"OFFSET(Cronograma!$G$49,TRUNC((ROW(B8)-ROW($B$14))/12,0)*6,MOD(ROW(B8)-ROW($B$14),12)*4)","v":0},{"$f":"F8+OFFSET(G8,-1,0)","v":0}]
[]
[null,"PREVISTO"]
[null,"N.º do Período","Data Base",null,null,"% Global Previsto"]
[null,null,null,null,null,"No mês","Acumulado"]
[null,0,{"$f":"dataInicioObra","v":"2019-02-01"}]
[null,{"$f":"OFFSET(B14,-1,0)+1","v":1},{"$f":"IF(DAY(DATE(YEAR(dataInicioObra),MONTH(dataInicioObra)+B14,DAY(dataInicioObra)))=DAY(dataInicioObra),DATE(YEAR(dataInicioObra),MONTH(dataInicioObra)+B14,DAY(dataInicioObra)),DATE(YEAR(dataInicioObra),MONTH(dataInicioObra)+1+B14,1)-1)","v":"2019-03-01"},{"$f":"C14-OFFSET(C14,-1,0)","v":28},{"$f":"D14+OFFSET(E14,-1,0)","v":28},{"$f":"OFFSET(Cronograma!$G$49,TRUNC((ROW(B14)-ROW($B$14))/12,0)*6,MOD(ROW(B14)-ROW($B$14),12)*4)","v":0.14540605756424971},{"$f":"F14+OFFSET(G14,-1,0)","v":0.14540605756424971}]
[null,{"$f":"OFFSET(B15,-1,0)+1","v":2},{"$f":"IF(DAY(DATE(YEAR(dataInicioObra),MONTH(dataInicioObra)+B15,DAY(dataInicioObra)))=DAY(dataInicioObra),DATE(YEAR(dataInicioObra),MONTH(dataInicioObra)+B15,DAY(dataInicioObra)),DATE(YEAR(dataInicioObra),MONTH(dataInicioObra)+1+B15,1)-1)","v":"2019-04-01"},{"$f":"C15-OFFSET(C15,-1,0)","v":31},{"$f":"D15+OFFSET(E15,-1,0)","v":59},{"$f":"OFFSET(Cronograma!$G$49,TRUNC((ROW(B15)-ROW($B$14))/12,0)*6,MOD(ROW(B15)-ROW($B$14),12)*4)","v":0.11455997322323563},{"$f":"F15+OFFSET(G15,-1,0)","v":0.25996603078748537}]
[null,{"$f":"OFFSET(B16,-1,0)+1","v":3},{"$f":"IF(DAY(DATE(YEAR(dataInicioObra),MONTH(dataInicioObra)+B16,DAY(dataInicioObra)))=DAY(dataInicioObra),DATE(YEAR(dataInicioObra),MONTH(dataInicioObra)+B16,DAY(dataInicioObra)),DATE(YEAR(dataInicioObra),MONTH(dataInicioObra)+1+B16,1)-1)","v":"2019-05-01"},30,89,{"$f":"OFFSET(Cronograma!$G$49,TRUNC((ROW(B16)-ROW($B$14))/12,0)*6,MOD(ROW(B16)-ROW($B$14),12)*4)","v":0.12208483413958002},0.38205086492706541]
[null,4,"2019-06-01",31,120,{"$f":"OFFSET(Cronograma!$G$49,TRUNC((ROW(B17)-ROW($B$14))/12,0)*6,MOD(ROW(B17)-ROW($B$14),12)*4)","v":0.17191523637786324},0.55396610130492863]
[null,5,"2019-07-01",30,150,{"$f":"OFFSET(Cronograma!$G$49,TRUNC((ROW(B18)-ROW($B$14))/12,0)*6,MOD(ROW(B18)-ROW($B$14),12)*4)","v":0.27475081560623854},0.82871691691116722]
[null,6,"2019-08-01",31,181,{"$f":"OFFSET(Cronograma!$G$49,TRUNC((ROW(B19)-ROW($B$14))/12,0)*6,MOD(ROW(B19)-ROW($B$14),12)*4)","v":0.17128308308883283},1]
[null,7,"2019-09-01",31,212,{"$f":"OFFSET(Cronograma!$G$49,TRUNC((ROW(B20)-ROW($B$14))/12,0)*6,MOD(ROW(B20)-ROW($B$14),12)*4)","v":0},1]
[null,8,"2019-10-01",30,242,{"$f":"OFFSET(Cronograma!$G$49,TRUNC((ROW(B21)-ROW($B$14))/12,0)*6,MOD(ROW(B21)-ROW($B$14),12)*4)","v":0},1]
[null,9,"2019-11-01",31,273,{"$f":"OFFSET(Cronograma!$G$49,TRUNC((ROW(B22)-ROW($B$14))/12,0)*6,MOD(ROW(B22)-ROW($B$14),12)*4)","v":0},1]
[null,10,"2019-12-01",30,303,{"$f":"OFFSET(Cronograma!$G$49,TRUNC((ROW(B23)-ROW($B$14))/12,0)*6,MOD(ROW(B23)-ROW($B$14),12)*4)","v":0},1]
[null,11,"2020-01-01",31,334,{"$f":"OFFSET(Cronograma!$G$49,TRUNC((ROW(B24)-ROW($B$14))/12,0)*6,MOD(ROW(B24)-ROW($B$14),12)*4)","v":0},1]
[null,12,"2020-02-01",31,365,{"$f":"OFFSET(Cronograma!$G$49,TRUNC((ROW(B25)-ROW($B$14))/12,0)*6,MOD(ROW(B25)-ROW($B$14),12)*4)","v":0},1]